{"text_format":"1","workbook":"xlsx","n_sheets":4,"sheets":["Reservoir Storage","Failure Persistence Storage","South East Qld Peaking Factors","Example Layout"],"not_rendered":{"charts":2,"images":0,"macros":1,"external_links":0,"defined_names":0,"comments":0,"pivot_tables":0},"unopened":[],"bounds":{"document_bytes":16777216,"sheet_cells":100000,"rows_first":2000,"rows_last":500,"rows_between":2000,"halvings":0,"cell_chars":16384,"cell_head_chars":4096},"cells_cut":0,"cells_raw":0,"read":"whole","date_system":"1900"}

{"sheet":"Reservoir Storage","index":0,"n_rows":41,"n_cols":81,"rows_kept":41,"cut":false,"hidden":false,"merged":[[9,63,9,64]]}
[]
[null,null,null,null,null,null,null,null,null,null,null,null,null,null,null,null,null,null,null,null,null,null,null,null,null,null,null,null,null,null,null,null,null,null,null,null,null,null,null,null,"MD PF",{"$f":"J29","v":1.9452805721174604}]
[null,null,null,null,null,null,null,null,null,null,null,null,null,null,null,null,null,null,null,null,null,null,null,null,null,null,null,null,null,null,null,null,null,null,null,null,null,null,null,null,"30 Day PF",{"$f":"J30","v":1.4036437250486087}]
[]
[null,null,null,null,null,null,null,null,null,null,null,null,null,null,null,null,null,null,null,null,null,null,null,null,null,null,null,null,null,null,null,null,null,null,null,null,null,null,null,null,"b",{"$f":"LOG(AP3/AP2)/LOG(30)","v":-9.5947005348509876E-2}]
[]
[null,null,null,null,null,null,null,null,null,null,null,null,null,null,null,null,null,null,null,null,null,null,null,null,null,null,null,null,null,null,null,null,null,null,null,null,null,null,null,null,"Day Number",1,{"$f":"AP7+1","v":2},{"$f":"AQ7+1","v":3},4,5,6,7,8,9,10,11,12,13,{"$f":"BB7+1","v":14},{"$f":"BC7+1","v":15},16,17,18,19,20,21,22,23,24,25,26,27,28,29,30,31,32,33,34,35,36,37,38,39,40]
[null,null,null,null,null,null,null,null,null,null,null,null,null,null,null,null,null,null,null,null,null,null,null,null,null,null,null,null,null,null,null,null,null,null,null,null,null,null,null,null,"Peaking Factor",{"$f":"$AP$2*AP7^$AP$5","v":1.9452805721174604},1.8201170704501624,1.7506684046846051,1.7030068554779387,1.666933101169322,1.6380266650150865,1.6139780470970861,1.5934317615556199,1.575525868653912,1.5596790695514697,1.5454812478347162,1.5326325351623802,1.5209072167916937,1.5101312566215475,1.5001677160449471,1.4909069629209943,1.4822599017634679,1.4741531733652924,1.4665256753633347,1.4593259911213687,1.4525104570554555,1.4460416875405531,1.4398874335371912,1.4340196884503287,1.4284139797630135,1.4230488020759693,1.4179051590554432,1.4129661901703634,1.4082168641000745,1.4036437250486087,1.3992346814010783,1.3949788285356168,1.3908662993902576,1.3868881377388087,1.3830361901667625,1.3793030135389812,1.3756817953741041,1.3721662850293883,1.3687507339857625,1.3654298438298607]
[]
[null,null,null,null,null,null,null,null,null,null,null,null,null,null,null,null,null,null,null,null,null,null,null,null,null,null,null,null,null,null,null,null,null,null,null,null,null,null,null,null,"MD Multiplier",3]
[null,null,null,null,null,null,null,null,null,null,null,null,null,null,null,null,null,null,null,null,null,null,null,null,null,null,null,null,null,null,null,null,null,null,null,null,null,null,null,null,null,null,null,null,null,null,null,null,null,null,"Inflow/Storage Curve Values"]
[null,null,null,null,null,null,null,null,null,null,null,null,null,null,null,null,null,null,null,null,null,null,null,null,null,null,null,null,null,null,null,null,null,null,null,null,null,null,null,null,"Inflow Ratio",{"$f":"1","v":1},{"$f":"AP12+0.1","v":1.1000000000000001},{"$f":"AQ12+0.1","v":1.2000000000000002},1.3000000000000003,1.4000000000000004,1.5000000000000004,1.6000000000000005,1.7000000000000006,1.8000000000000007,1.9000000000000008,2.0000000000000009,2.100000000000001,2.2000000000000011,2.3000000000000012,2.4000000000000012,2.5000000000000013,2.6000000000000014,2.7000000000000015,2.8000000000000016,2.9000000000000017,3.0000000000000018]
[null,null,null,null,null,null,null,null,null,null,null,null,null,null,null,null,null,null,null,null,null,null,null,null,null,null,null,null,null,null,null,null,null,null,null,null,null,null,null,null,"Critical persistence period",{"$f":"(AP12/($AP$2*(1+$AP$5)))^(1/$AP$5)","v":359.19370914286975},{"$f":"(AQ12/($AP$2*(1+$AP$5)))^(1/$AP$5)","v":133.01994589647026},53.711651881407917,23.321862637548982,10.772610094960456,5.2484569431633954,2.6785792836533742,1.423945097472286,0.78482246506611975,0.44672636024573914,0.26173851569756812,0.15740693338924405,9.6929434761522035E-2,6.098868114931235E-2,3.9138792471202291E-2,2.5575890554237327E-2,1.6994255619400836E-2,1.1467647709521854E-2,7.8498228244918613E-3,5.4453088873929823E-3,3.8244637782890107E-3]
[null,null,null,null,null,null,null,null,null,null,null,null,null,null,null,null,null,null,null,null,null,null,null,null,null,null,null,null,null,null,null,null,null,null,null,null,null,null,null,null,"Maximum Persistence Storage",{"$f":"$AP$2*MAX(AP13,1)^(1+$AP$5)-AP12*MAX(AP13,1)","v":38.121173134952983},{"$f":"$AP$2*MAX(AQ13,1)^(1+$AP$5)-AQ12*MAX(AQ13,1)","v":15.529125050725497},6.8404912289409339,3.2176894055974721,1.6006136347303901,0.8355268928530819,0.45484353218328177,0.25690922631245083,0.14528057211745971,4.5280572117459617E-2,-5.4719427882540472E-2,-0.15471942788254056,-0.25471942788254065,-0.35471942788254074,-0.45471942788254083,-0.55471942788254092,-0.65471942788254101,-0.75471942788254109,-0.85471942788254118,-0.95471942788254127,-1.0547194278825414]
[null,null,null,null,null,null,null,null,null,null,null,null,null,null,null,null,null,null,null,null,null,null,null,null,null,null,null,null,null,null,null,null,null,null,null,null,null,null,null,null,"Multiplier x MD Storage",{"$f":"$AP$10*($AP$2-AP12)","v":2.8358417163523812},2.535841716352381,2.2358417163523807,1.9358417163523804,1.6358417163523802,1.3358417163523799,1.0358417163523796,0.73584171635237938,0.43584171635237912,0.13584171635237885,-0.16415828364762142,-0.46415828364762168,-0.76415828364762195,-1.0641582836476222,-1.3641582836476225,-1.6641582836476227,-1.964158283647623,-2.2641582836476233,-2.5641582836476235,-2.8641582836476238,-3.1641582836476241]
[]
[null,null,null,null,"Figure A","Schematic of Storage  Components",null,null,null,null,null,null,null,null,null,null,null,null,null,null,null,null,null,null,null,null,null,null,null,null,null,null,null,null,null,null,null,null,null,null,"30 Day",{"$f":"J30","v":1.4036437250486087},{"$f":"J30","v":1.4036437250486087}]
[null,null,null,null,null,null,null,null,null,null,null,null,null,null,null,null,null,null,null,null,null,null,null,null,null,null,null,null,null,null,null,null,null,null,null,null,null,null,null,null,"30 Day",0,30]
[null,null,null,null,"CATCHMENT SUPPLY DEMAND"]
[null,null,null,null,"Residential Population",null,null,null,null,21500,"EP",null,null,null,null,null,null,null,null,null,null,null,null,null,null,null,null,null,null,null,null,null,null,null,null,null,null,null,null,null,"Inflow",{"$f":"J35","v":1.5719974848040243},{"$f":"J35","v":1.5719974848040243}]
[null,null,null,null,"Non-residential Population",null,null,null,null,15200,"EP",null,null,null,null,null,null,null,null,null,null,null,null,null,null,null,null,null,null,null,null,null,null,null,null,null,null,null,null,null,"Inflow",0,30]
[null,null,null,null,"Per Capita Demand",null,null,null,null,260,"Litres per EP per day"]
[null,null,null,null,"Average Day (AD) Demand",null,null,null,null,{"$f":"(J20+J21)*J22/1000000","v":9.5419999999999998},"ML/d",null,null,null,null,null,null,null,null,null,null,null,null,null,null,null,null,null,null,null,null,null,null,null,null,null,null,null,null,null,"LOS",{"$f":"J26","v":11.590333333333334},{"$f":"J26","v":11.590333333333334}]
[null,null,null,null,null,null,null,null,null,null,null,null,null,null,null,null,null,null,null,null,null,null,null,null,null,null,null,null,null,null,null,null,null,null,null,null,null,null,null,null,"LOS",0,180]
[null,null,null,null,"SUPPLY LEVEL OF SERVICE"]
[null,null,null,null,"Level of Service",null,null,null,null,{"$f":"10+J23/6","v":11.590333333333334},"Years",null,null,null,null,null,null,null,null,null,null,null,null,null,null,null,null,null,null,null,null,null,null,null,null,null,null,null,null,null,"MD",{"$f":"J29","v":1.9452805721174604},{"$f":"J29","v":1.9452805721174604}]
[null,null,null,null,null,null,null,null,null,null,null,null,null,null,null,null,null,null,null,null,null,null,null,null,null,null,null,null,null,null,null,null,null,null,null,null,null,null,null,null,"MD",0,30]
[null,null,null,null,"PEAKING FACTORS"]
[null,null,null,null,"Maximum Day",null,null,null,null,{"$f":"InterpolateXY(J23,J26,'South East Qld Peaking Factors'!$D$7:$Q$7,'South East Qld Peaking Factors'!$C$8:$C$22,'South East Qld Peaking Factors'!$D$8:$Q$22)","v":1.9452805721174604},"#"]
[null,null,null,null,"30 Day",null,null,null,null,{"$f":"InterpolateXY(J23,J26,'South East Qld Peaking Factors'!$S$7:$AF$7,'South East Qld Peaking Factors'!$R$8:$R$22,'South East Qld Peaking Factors'!$S$8:$AF$22)","v":1.4036437250486087},"#"]
[]
[null,null,null,null,"STORAGE REQUIREMENTS"]
[null,null,null,null,"Daily Fluctuation Storage",null,null,null,null,{"$f":"4/24*2*J23","v":3.1806666666666663},"ML"]
[null,null,null,null,"Inflow",null,null,null,null,15,"ML/d"]
[null,null,null,null,"Inflow/AD Ratio",null,null,null,null,{"$f":"J34/J23","v":1.5719974848040243},"#"]
[null,null,null,null,"No Failure Persistence Storage",null,null,null,null,{"$f":"MAX($AP$2*MAX((J35/($AP$2*(1+$AP$5)))^(1/$AP$5),1)^(1+$AP$5)-J35*MAX((J35/($AP$2*(1+$AP$5)))^(1/$AP$5),1),0)*J23","v":5.1257076608814991},"ML"]
[null,null,null,null,"Failure Persistence Storage",null,null,null,null,{"$f":"'Failure Persistence Storage'!Z3","v":6.867683688430537},"ML"]
[null,null,null,null,"Storage Diameter",null,null,null,null,36,"m"]
[null,null,null,null,"Dead Water Depth Allowance",null,null,null,null,500,"mm"]
[null,null,null,null,"Dead Water Storage",null,null,null,null,{"$f":"PI()*J38*J38/4*J39/1000000","v":0.50893800988154647},"ML"]
[null,null,null,null,"Total Minimum Required Storage",null,null,null,null,{"$f":"J33+MAX(J36,J37)+J40","v":10.557288364978749},"ML"]

{"sheet":"Failure Persistence Storage","index":1,"n_rows":599,"n_cols":322,"rows_kept":281,"cut":true,"hidden":false,"merged":[[535,4,535,8],[467,1,467,11],[546,4,546,8],[547,4,547,8],[548,4,548,8],[549,4,549,8],[550,4,550,11],[536,4,536,8],[537,4,537,8],[538,4,538,11],[539,1,539,11],[540,4,540,8],[541,4,541,8],[542,4,542,8],[543,4,543,8],[544,4,544,8],[527,1,527,11],[528,4,528,8],[529,4,529,8],[530,4,530,8],[531,4,531,8],[532,4,532,8],[533,4,533,8],[534,4,534,8],[545,4,545,8],[466,4,466,11],[454,4,454,11],[442,4,442,11],[414,4,414,8],[458,4,458,8],[459,4,459,8],[403,1,403,11],[434,4,434,8],[407,1,407,11],[406,4,406,11],[464,4,464,8],[465,4,465,8],[410,4,410,11],[411,1,411,11],[415,4,415,11],[416,1,416,11],[420,4,420,11],[421,1,421,11],[425,4,425,11],[431,1,431,11],[443,1,443,11],[451,4,451,8],[452,4,452,8],[453,4,453,8],[460,4,460,8],[461,4,461,8],[462,4,462,8],[150,1,150,11],[281,4,281,11],[282,1,282,11],[430,4,430,11],[305,4,305,11],[294,1,294,11],[306,1,306,11],[317,4,317,11],[383,1,383,11],[387,1,387,11],[391,1,391,11],[395,1,395,11],[399,1,399,11],[393,4,393,8],[396,4,396,8],[397,4,397,8],[400,4,400,8],[270,1,270,11],[341,4,341,11],[342,1,342,11],[101,4,101,11],[102,1,102,11],[113,4,113,11],[114,1,114,11],[125,4,125,11],[126,1,126,11],[137,4,137,11],[138,1,138,11],[161,4,161,11],[353,4,353,11],[354,1,354,11],[365,4,365,11],[366,1,366,11],[377,4,377,11],[426,1,426,11],[382,4,382,11],[386,4,386,11],[390,4,390,11],[394,4,394,11],[398,4,398,11],[402,4,402,11],[389,4,389,8],[392,4,392,8],[526,4,526,11],[514,4,514,11],[502,4,502,11],[490,4,490,11],[523,4,523,8],[524,4,524,8],[525,4,525,8],[510,4,510,8],[511,4,511,8],[512,4,512,8],[513,4,513,8],[518,4,518,8],[519,4,519,8],[520,4,520,8],[521,4,521,8],[522,4,522,8],[497,4,497,8],[498,4,498,8],[499,4,499,8],[500,4,500,8],[501,4,501,8],[506,4,506,8],[491,1,491,11],[515,1,515,11],[42,1,42,11],[53,4,53,11],[54,1,54,11],[65,4,65,11],[66,1,66,11],[77,4,77,11],[78,1,78,11],[507,4,507,8],[508,4,508,8],[293,4,293,11],[379,1,379,11],[329,4,329,11],[318,1,318,11],[330,1,330,11],[401,4,401,8],[455,1,455,11],[89,4,89,11],[90,1,90,11],[234,1,234,11],[245,4,245,11],[258,1,258,11],[246,1,246,11],[257,4,257,11],[269,4,269,11],[38,111,39,111],[38,112,39,112],[38,113,39,113],[38,114,39,114],[435,4,435,8],[436,4,436,8],[437,4,437,8],[438,4,438,8],[439,4,439,8],[38,91,39,91],[38,92,39,92],[38,93,39,93],[38,94,39,94],[38,89,39,89],[38,90,39,90],[38,71,39,71],[38,67,39,67],[38,68,39,68],[38,69,39,69],[38,70,39,70],[38,63,39,63],[38,64,39,64],[38,65,39,65],[38,66,39,66],[36,112,36,114],[36,92,36,94],[36,96,36,98],[36,88,36,90],[38,87,39,87],[38,88,39,88],[38,86,39,86],[38,75,39,75],[38,76,39,76],[38,77,39,77],[38,78,39,78],[36,84,36,86],[36,80,36,82],[38,95,39,95],[38,96,39,96],[38,97,39,97],[38,98,39,98],[36,100,36,102],[38,99,39,99],[38,100,39,100],[38,101,39,101],[38,102,39,102],[36,104,36,106],[38,103,39,103],[36,72,36,74],[36,76,36,78],[38,79,39,79],[38,80,39,80],[38,81,39,81],[38,82,39,82],[38,83,39,83],[38,84,39,84],[38,85,39,85],[38,72,39,72],[38,73,39,73],[38,74,39,74],[36,68,36,70],[38,55,39,55],[38,56,39,56],[38,57,39,57],[38,58,39,58],[36,60,36,62],[36,64,36,66],[36,56,36,58],[38,59,39,59],[38,60,39,60],[38,61,39,61],[38,62,39,62],[36,52,36,54],[38,43,39,43],[38,44,39,44],[38,45,39,45],[38,46,39,46],[36,44,36,46],[36,48,36,50],[38,47,39,47],[38,48,39,48],[38,49,39,49],[38,50,39,50],[38,51,39,51],[38,52,39,52],[38,53,39,53],[38,54,39,54],[38,40,39,40],[38,41,39,41],[38,34,39,34],[36,40,36,42],[36,36,36,38],[36,32,36,34],[38,38,39,38],[38,35,39,35],[38,36,39,36],[38,37,39,37],[38,42,39,42],[38,39,39,39],[38,31,39,31],[38,32,39,32],[38,33,39,33],[38,30,39,30],[38,3,39,3],[38,2,39,2],[38,1,40,1],[38,29,39,29],[38,28,39,28],[38,27,39,27],[38,11,39,11],[38,10,39,10],[38,9,39,9],[38,8,39,8],[38,7,39,7],[38,4,39,4],[36,28,36,30],[38,0,40,0],[37,4,37,11],[380,4,380,8],[381,4,381,8],[384,4,384,8],[385,4,385,8],[388,4,388,8],[378,1,378,11],[41,1,41,11],[162,1,162,11],[173,4,173,11],[174,1,174,11],[185,4,185,11],[186,1,186,11],[197,4,197,11],[198,1,198,11],[209,4,209,11],[210,1,210,11],[221,4,221,11],[222,1,222,11],[233,4,233,11],[38,6,39,6],[38,5,39,5],[517,4,517,8],[469,4,469,8],[480,4,480,8],[481,4,481,8],[492,4,492,8],[493,4,493,8],[404,4,404,8],[405,4,405,8],[408,4,408,8],[409,4,409,8],[412,4,412,8],[413,4,413,8],[417,4,417,8],[418,4,418,8],[422,4,422,8],[423,4,423,8],[432,4,432,8],[433,4,433,8],[444,4,444,8],[445,4,445,8],[456,4,456,8],[428,4,428,8],[429,4,429,8],[476,4,476,8],[474,4,474,8],[509,4,509,8],[484,4,484,8],[485,4,485,8],[486,4,486,8],[487,4,487,8],[488,4,488,8],[489,4,489,8],[494,4,494,8],[495,4,495,8],[496,4,496,8],[505,4,505,8],[504,4,504,8],[503,1,503,11],[479,1,479,11],[483,4,483,8],[478,4,478,11],[482,4,482,8],[475,4,475,8],[427,4,427,8],[463,4,463,8],[424,4,424,8],[419,4,419,8],[551,1,551,11],[552,4,552,8],[553,4,553,8],[554,4,554,8],[555,4,555,8],[516,4,516,8],[477,4,477,8],[440,4,440,8],[441,4,441,8],[446,4,446,8],[447,4,447,8],[448,4,448,8],[449,4,449,8],[450,4,450,8],[470,4,470,8],[457,4,457,8],[468,4,468,8],[471,4,471,8],[472,4,472,8],[473,4,473,8],[556,4,556,8],[557,4,557,8],[558,4,558,8],[559,4,559,8],[575,1,575,11],[576,4,576,8],[577,4,577,8],[560,4,560,8],[561,4,561,8],[562,4,562,11],[563,1,563,11],[564,4,564,8],[565,4,565,8],[566,4,566,8],[567,4,567,8],[568,4,568,8],[597,4,597,8],[598,4,598,11],[587,1,587,11],[588,4,588,8],[589,4,589,8],[590,4,590,8],[591,4,591,8],[592,4,592,8],[593,4,593,8],[594,4,594,8],[595,4,595,8],[38,104,39,104],[38,105,39,105],[38,106,39,106],[36,108,36,110],[38,107,39,107],[38,108,39,108],[38,109,39,109],[38,110,39,110],[596,4,596,8],[578,4,578,8],[579,4,579,8],[580,4,580,8],[581,4,581,8],[582,4,582,8],[583,4,583,8],[584,4,584,8],[585,4,585,8],[586,4,586,11],[569,4,569,8],[570,4,570,8],[571,4,571,8],[572,4,572,8],[573,4,573,8],[574,4,574,11],[36,116,36,118],[36,120,36,122],[36,124,36,126],[36,128,36,130],[36,132,36,134],[36,136,36,138],[36,140,36,142],[36,144,36,146],[36,148,36,150],[36,152,36,154],[36,156,36,158],[36,160,36,162],[36,164,36,166],[36,168,36,170],[36,172,36,174],[36,176,36,178],[36,180,36,182],[36,184,36,186],[36,188,36,190],[36,192,36,194],[36,196,36,198],[38,115,39,115],[38,116,39,116],[38,117,39,117],[38,118,39,118],[38,119,39,119],[38,120,39,120],[38,121,39,121],[38,122,39,122],[38,123,39,123],[38,124,39,124],[38,125,39,125],[38,126,39,126],[38,127,39,127],[38,128,39,128],[38,129,39,129],[38,130,39,130],[38,131,39,131],[38,132,39,132],[38,133,39,133],[38,134,39,134],[38,135,39,135],[38,136,39,136],[38,137,39,137],[38,138,39,138],[38,139,39,139],[38,140,39,140],[38,141,39,141],[38,142,39,142],[38,143,39,143],[38,144,39,144],[38,145,39,145],[38,146,39,146],[38,147,39,147],[38,148,39,148],[38,149,39,149],[38,150,39,150],[38,151,39,151],[38,152,39,152],[38,153,39,153],[38,154,39,154],[38,155,39,155],[38,156,39,156],[38,157,39,157],[38,158,39,158],[38,159,39,159],[38,160,39,160],[38,161,39,161],[38,162,39,162],[38,163,39,163],[38,164,39,164],[38,165,39,165],[38,166,39,166],[38,167,39,167],[38,168,39,168],[38,169,39,169],[38,170,39,170],[38,171,39,171],[38,172,39,172],[38,173,39,173],[38,174,39,174],[38,175,39,175],[38,176,39,176],[38,177,39,177],[38,178,39,178],[38,179,39,179],[38,180,39,180],[38,181,39,181],[38,182,39,182],[38,183,39,183],[38,184,39,184],[38,185,39,185],[38,186,39,186],[38,187,39,187],[38,188,39,188],[38,189,39,189],[38,190,39,190],[38,191,39,191],[38,192,39,192],[38,193,39,193],[38,194,39,194],[38,195,39,195],[38,196,39,196],[38,197,39,197],[38,198,39,198],[38,199,39,199],[38,200,39,200],[38,201,39,201],[38,202,39,202],[38,203,39,203],[38,204,39,204],[38,205,39,205],[38,206,39,206],[38,207,39,207],[38,216,39,216],[38,217,39,217],[38,218,39,218],[38,219,39,219],[38,220,39,220],[38,221,39,221],[38,222,39,222],[36,200,36,202],[36,204,36,206],[36,208,36,210],[36,212,36,214],[36,216,36,218],[36,220,36,222],[38,208,39,208],[38,209,39,209],[38,210,39,210],[38,211,39,211],[38,212,39,212],[38,213,39,213],[38,214,39,214],[38,215,39,215]],"bounds":{"rows_first":125,"rows_last":31,"rows_between":125,"halvings":4}}
[]
[null,null,null,null,null,null,null,null,null,null,null,null,null,null,null,null,null,null,"K",2]
[null,null,null,null,null,null,null,null,null,null,null,null,null,null,null,null,null,null,"a",0.56000000000000005,null,null,null,null,"Maximum Failure Persistence Storage",{"$f":"(_xlfn.MAXIFS(Z7:Z36,Q7:Q36,\"<=\"&P7))","v":6.867683688430537}]
[]
[null,null,null,null,null,null,null,null,null,null,null,null,null,null,"AD","LOS","Failure Rate","Outage","Demand Percentile","MD Peaking Factor","30 Day Peaking Factor","b","Inflow","Critical Persistence Period","Inflow/AD Ratio","Full Failure Storage",null,"Failure Return Period","Outage"]
[null,null,null,null,null,null,null,null,null,null,null,null,null,null,"ML/d","Years","Years","Hours","%","#","#","#","ML/d","Days","#","ML",null,"Years","Hours"]
[null,null,null,null,null,null,null,null,null,null,null,null,null,null,{"$f":"'Reservoir Storage'!J$23","v":9.5419999999999998},{"$f":"'Reservoir Storage'!J$26","v":11.590333333333334},{"$f":"'Reservoir Storage'!J26","v":11.590333333333334},{"$f":"T$2*Q7^T$3","v":7.887215632484903},{"$f":"100*(1-(1-1/Q7)^P7)","v":64.858704956966946},{"$f":"IF($Q7=0,\" \",IF(S7>99.99,InterpolateXY(O7,P7,'South East Qld Peaking Factors'!$D$7:$Q$7,'South East Qld Peaking Factors'!$C$8:$C$22,'South East Qld Peaking Factors'!$D$8:$Q$22),IF(S7>99,(InterpolateXY(O7,P7,'South East Qld Peaking Factors'!$D$7:$Q$7,'South East Qld Peaking Factors'!$C$8:$C$22,'South East Qld Peaking Factors'!$D$8:$Q$22)- InterpolateXY(O7,P7,'South East Qld Peaking Factors'!$D$23:$Q$23,'South East Qld Peaking Factors'!$C$24:$C$38,'South East Qld Peaking Factors'!$D$24:$Q$38))*(S7-99)+ InterpolateXY(O7,P7,'South East Qld Peaking Factors'!$D$23:$Q$23,'South East Qld Peaking Factors'!$C$24:$C$38,'South East Qld Peaking Factors'!$D$24:$Q$38),IF(S7>98,(InterpolateXY(O7,P7,'South East Qld Peaking Factors'!$D$23:$Q$23,'South East Qld Peaking Factors'!$C$24:$C$38,'South East Qld Peaking Factors'!$D$24:$Q$38)-InterpolateXY(O7,P7,'South East Qld Peaking Factors'!$D$39:$Q$39,'South East Qld Peaking Factors'!$C$40:$C$54,'South East Qld Peaking Factors'!$D$40:$Q$54))*(S7-98)+ InterpolateXY(O7,P7,'South East Qld Peaking Factors'!$D$39:$Q$39,'South East Qld Peaking Factors'!$C$40:$C$54,'South East Qld Peaking Factors'!$D$40:$Q$54),IF(S7>95,(InterpolateXY(O7,P7,'South East Qld Peaking Factors'!$D$39:$Q$39,'South East Qld Peaking Factors'!$C$40:$C$54,'South East Qld Peaking Factors'!$D$40:$Q$54)-InterpolateXY(O7,P7,'South East Qld Peaking Factors'!$D$55:$Q$55,'South East Qld Peaking Factors'!$C$56:$C$70,'South East Qld Peaking Factors'!$D$56:$Q$70))*(S7-95)/3+InterpolateXY(O7,P7,'South East Qld Peaking Factors'!$D$55:$Q$55,'South East Qld Peaking Factors'!$C$56:$C$70,'South East Qld Peaking Factors'!$D$56:$Q$70),IF(S7>90,(InterpolateXY(O7,P7,'South East Qld Peaking Factors'!$D$55:$Q$55,'South East Qld Peaking Factors'!$C$56:$C$70,'South East Qld Peaking Factors'!$D$56:$Q$70)-InterpolateXY(O7,P7,'South East Qld Peaking Factors'!$D$71:$Q$71,'South East Qld Peaking Factors'!$C$72:$C$86,'South East Qld Peaking Factors'!$D$72:$Q$86))*(S7-90)/5+InterpolateXY(O7,P7,'South East Qld Peaking Factors'!$D$71:$Q$71,'South East Qld Peaking Factors'!$C$72:$C$86,'South East Qld Peaking Factors'!$D$72:$Q$86),IF(S7>80,(InterpolateXY(O7,P7,'South East Qld Peaking Factors'!$D$71:$Q$71,'South East Qld Peaking Factors'!$C$72:$C$86,'South East Qld Peaking Factors'!$D$72:$Q$86)-InterpolateXY(O7,P7,'South East Qld Peaking Factors'!$D$87:$Q$87,'South East Qld Peaking Factors'!$C$88:$C$102,'South East Qld Peaking Factors'!$D$88:$Q$102))*(S7-80)/10+InterpolateXY(O7,P7,'South East Qld Peaking Factors'!$D$87:$Q$87,'South East Qld Peaking Factors'!$C$88:$C$102,'South East Qld Peaking Factors'!$D$88:$Q$102),IF(S7>70,(InterpolateXY(O7,P7,'South East Qld Peaking Factors'!$D$87:$Q$87,'South East Qld Peaking Factors'!$C$88:$C$102,'South East Qld Peaking Factors'!$D$88:$Q$102)-InterpolateXY(O7,P7,'South East Qld Peaking Factors'!$D$103:$Q$103,'South East Qld Peaking Factors'!$C$104:$C$118,'South East Qld Peaking Factors'!$D$104:$Q$118))*(S7-70)/10+InterpolateXY(O7,P7,'South East Qld Peaking Factors'!$D$103:$Q$103,'South East Qld Peaking Factors'!$C$104:$C$118,'South East Qld Peaking Factors'!$D$104:$Q$118),IF(S7>60,(InterpolateXY(O7,P7,'South East Qld Peaking Factors'!$D$103:$Q$103,'South East Qld Peaking Factors'!$C$104:$C$118,'South East Qld Peaking Factors'!$D$104:$Q$118)-InterpolateXY(O7,P7,'South East Qld Peaking Factors'!$D$119:$Q$119,'South East Qld Peaking Factors'!$C$120:$C$134,'South East Qld Peaking Factors'!$D$120:$Q$134))*(S7-60)/10+InterpolateXY(O7,P7,'South East Qld Peaking Factors'!$D$119:$Q$119,'South East Qld Peaking Factors'!$C$120:$C$134,'South East Qld Peaking Factors'!$D$120:$Q$134),IF(S7>50,(InterpolateXY(O7,P7,'South East Qld Peaking Factors'!$D$119:$Q$119,'South East Qld Peaking Factors'!$C$120:$C$134,'South East Qld Peaking Factors'!$D$120:$Q$134)-1)*(S7-50)/10+1,1))))))))))","v":1.1256570499742078},{"$f":"IF($Q7=0,\" \",IF(S7>99.99,InterpolateXY(O7,P7,'South East Qld Peaking Factors'!$S$7:$AF$7,'South East Qld Peaking Factors'!$R$8:$R$22,'South East Qld Peaking Factors'!$S$8:$AF$22),IF(S7>99,(InterpolateXY(O7,P7,'South East Qld Peaking Factors'!$S$7:$AF$7,'South East Qld Peaking Factors'!$R$8:$R$22,'South East Qld Peaking Factors'!$S$8:$AF$22)- InterpolateXY(O7,P7,'South East Qld Peaking Factors'!$S$23:$AF$23,'South East Qld Peaking Factors'!$R$24:$R$38,'South East Qld Peaking Factors'!$S$24:$AF$38))*(S7-99)+ InterpolateXY(O7,P7,'South East Qld Peaking Factors'!$S$23:$AF$23,'South East Qld Peaking Factors'!$R$24:$R$38,'South East Qld Peaking Factors'!$S$24:$AF$38),IF(S7>98,(InterpolateXY(O7,P7,'South East Qld Peaking Factors'!$S$23:$AF$23,'South East Qld Peaking Factors'!$R$24:$R$38,'South East Qld Peaking Factors'!$S$24:$AF$38)-InterpolateXY(O7,P7,'South East Qld Peaking Factors'!$S$39:$AF$39,'South East Qld Peaking Factors'!$R$40:$R$54,'South East Qld Peaking Factors'!$S$40:$AF$54))*(S7-98)+ InterpolateXY(O7,P7,'South East Qld Peaking Factors'!$S$39:$AF$39,'South East Qld Peaking Factors'!$R$40:$R$54,'South East Qld Peaking Factors'!$S$40:$AF$54),IF(S7>95,(InterpolateXY(O7,P7,'South East Qld Peaking Factors'!$S$39:$AF$39,'South East Qld Peaking Factors'!$R$40:$R$54,'South East Qld Peaking Factors'!$S$40:$AF$54)-InterpolateXY(O7,P7,'South East Qld Peaking Factors'!$S$55:$AF$55,'South East Qld Peaking Factors'!$R$56:$R$70,'South East Qld Peaking Factors'!$S$56:$AF$70))*(S7-95)/3+InterpolateXY(O7,P7,'South East Qld Peaking Factors'!$S$55:$AF$55,'South East Qld Peaking Factors'!$R$56:$R$70,'South East Qld Peaking Factors'!$S$56:$AF$70),IF(S7>90,(InterpolateXY(O7,P7,'South East Qld Peaking Factors'!$S$55:$AF$55,'South East Qld Peaking Factors'!$R$56:$R$70,'South East Qld Peaking Factors'!$S$56:$AF$70)-InterpolateXY(O7,P7,'South East Qld Peaking Factors'!$S$71:$AF$71,'South East Qld Peaking Factors'!$R$72:$R$86,'South East Qld Peaking Factors'!$S$72:$AF$86))*(S7-90)/5+InterpolateXY(O7,P7,'South East Qld Peaking Factors'!$S$71:$AF$71,'South East Qld Peaking Factors'!$R$72:$R$86,'South East Qld Peaking Factors'!$S$72:$AF$86),IF(S7>80,(InterpolateXY(O7,P7,'South East Qld Peaking Factors'!$S$71:$AF$71,'South East Qld Peaking Factors'!$R$72:$R$86,'South East Qld Peaking Factors'!$S$72:$AF$86)-InterpolateXY(O7,P7,'South East Qld Peaking Factors'!$S$87:$AF$87,'South East Qld Peaking Factors'!$R$88:$R$102,'South East Qld Peaking Factors'!$S$88:$AF$102))*(S7-80)/10+InterpolateXY(O7,P7,'South East Qld Peaking Factors'!$S$87:$AF$87,'South East Qld Peaking Factors'!$R$88:$R$102,'South East Qld Peaking Factors'!$S$88:$AF$102),IF(S7>70,(InterpolateXY(O7,P7,'South East Qld Peaking Factors'!$S$87:$AF$87,'South East Qld Peaking Factors'!$R$88:$R$102,'South East Qld Peaking Factors'!$S$88:$AF$102)-InterpolateXY(O7,P7,'South East Qld Peaking Factors'!$S$103:$AF$103,'South East Qld Peaking Factors'!$R$104:$R$118,'South East Qld Peaking Factors'!$S$104:$AF$118))*(S7-70)/10+InterpolateXY(O7,P7,'South East Qld Peaking Factors'!$S$103:$AF$103,'South East Qld Peaking Factors'!$R$104:$R$118,'South East Qld Peaking Factors'!$S$104:$AF$118),IF(S7>60,(InterpolateXY(O7,P7,'South East Qld Peaking Factors'!$S$103:$AF$103,'South East Qld Peaking Factors'!$R$104:$R$118,'South East Qld Peaking Factors'!$S$104:$AF$118)-InterpolateXY(O7,P7,'South East Qld Peaking Factors'!$S$119:$AF$119,'South East Qld Peaking Factors'!$R$120:$R$134,'South East Qld Peaking Factors'!$S$120:$AF$134))*(S7-60)/10+InterpolateXY(O7,P7,'South East Qld Peaking Factors'!$S$119:$AF$119,'South East Qld Peaking Factors'!$R$120:$R$134,'South East Qld Peaking Factors'!$S$120:$AF$134),IF(S7>50,(InterpolateXY(O7,P7,'South East Qld Peaking Factors'!$S$119:$AF$119,'South East Qld Peaking Factors'!$R$120:$R$134,'South East Qld Peaking Factors'!$S$120:$AF$134)-1)*(S7-50)/10+1,1))))))))))","v":1.1052345914468811},{"$f":"IF(S7>=50,-LOG(T7/U7)/LOG(30),\" \")","v":-5.3831916077125659E-3},{"$f":"'Reservoir Storage'!J$34","v":15},{"$f":"IF(V7<0,IF(S7>=50,(Y7/(T7*(1+V7)))^(1/V7)),\" \")","v":4.1719569737432576E-28},{"$f":"'Reservoir Storage'!J$35","v":1.5719974848040243},{"$f":"IF(V7<0,IF(S7>=50,IF(R7/24>=X7,R7/24*T7*(R7/24)^V7,(T7*X7^(1+V7)-Y7*(X7*24-R7)/24)))*O7,0)","v":3.5510730790667275},null,1E-3,{"$f":"T$2*AB7^T$3","v":4.1785922617080772E-2}]
[null,null,null,null,null,null,null,null,null,null,null,null,null,null,{"$f":"'Reservoir Storage'!J$23","v":9.5419999999999998},{"$f":"'Reservoir Storage'!J$26","v":11.590333333333334},{"$f":"IF('Reservoir Storage'!J$26<=15,1,IF('Reservoir Storage'!J$26<=30,2,4))","v":1},{"$f":"T$2*Q8^T$3","v":2},{"$f":"100*(1-(1-1/Q8)^P8)","v":100},{"$f":"IF($Q8=0,\" \",IF(S8>99.99,InterpolateXY(O8,P8,'South East Qld Peaking Factors'!$D$7:$Q$7,'South East Qld Peaking Factors'!$C$8:$C$22,'South East Qld Peaking Factors'!$D$8:$Q$22),IF(S8>99,(InterpolateXY(O8,P8,'South East Qld Peaking Factors'!$D$7:$Q$7,'South East Qld Peaking Factors'!$C$8:$C$22,'South East Qld Peaking Factors'!$D$8:$Q$22)- InterpolateXY(O8,P8,'South East Qld Peaking Factors'!$D$23:$Q$23,'South East Qld Peaking Factors'!$C$24:$C$38,'South East Qld Peaking Factors'!$D$24:$Q$38))*(S8-99)+ InterpolateXY(O8,P8,'South East Qld Peaking Factors'!$D$23:$Q$23,'South East Qld Peaking Factors'!$C$24:$C$38,'South East Qld Peaking Factors'!$D$24:$Q$38),IF(S8>98,(InterpolateXY(O8,P8,'South East Qld Peaking Factors'!$D$23:$Q$23,'South East Qld Peaking Factors'!$C$24:$C$38,'South East Qld Peaking Factors'!$D$24:$Q$38)-InterpolateXY(O8,P8,'South East Qld Peaking Factors'!$D$39:$Q$39,'South East Qld Peaking Factors'!$C$40:$C$54,'South East Qld Peaking Factors'!$D$40:$Q$54))*(S8-98)+ InterpolateXY(O8,P8,'South East Qld Peaking Factors'!$D$39:$Q$39,'South East Qld Peaking Factors'!$C$40:$C$54,'South East Qld Peaking Factors'!$D$40:$Q$54),IF(S8>95,(InterpolateXY(O8,P8,'South East Qld Peaking Factors'!$D$39:$Q$39,'South East Qld Peaking Factors'!$C$40:$C$54,'South East Qld Peaking Factors'!$D$40:$Q$54)-InterpolateXY(O8,P8,'South East Qld Peaking Factors'!$D$55:$Q$55,'South East Qld Peaking Factors'!$C$56:$C$70,'South East Qld Peaking Factors'!$D$56:$Q$70))*(S8-95)/3+InterpolateXY(O8,P8,'South East Qld Peaking Factors'!$D$55:$Q$55,'South East Qld Peaking Factors'!$C$56:$C$70,'South East Qld Peaking Factors'!$D$56:$Q$70),IF(S8>90,(InterpolateXY(O8,P8,'South East Qld Peaking Factors'!$D$55:$Q$55,'South East Qld Peaking Factors'!$C$56:$C$70,'South East Qld Peaking Factors'!$D$56:$Q$70)-InterpolateXY(O8,P8,'South East Qld Peaking Factors'!$D$71:$Q$71,'South East Qld Peaking Factors'!$C$72:$C$86,'South East Qld Peaking Factors'!$D$72:$Q$86))*(S8-90)/5+InterpolateXY(O8,P8,'South East Qld Peaking Factors'!$D$71:$Q$71,'South East Qld Peaking Factors'!$C$72:$C$86,'South East Qld Peaking Factors'!$D$72:$Q$86),IF(S8>80,(InterpolateXY(O8,P8,'South East Qld Peaking Factors'!$D$71:$Q$71,'South East Qld Peaking Factors'!$C$72:$C$86,'South East Qld Peaking Factors'!$D$72:$Q$86)-InterpolateXY(O8,P8,'South East Qld Peaking Factors'!$D$87:$Q$87,'South East Qld Peaking Factors'!$C$88:$C$102,'South East Qld Peaking Factors'!$D$88:$Q$102))*(S8-80)/10+InterpolateXY(O8,P8,'South East Qld Peaking Factors'!$D$87:$Q$87,'South East Qld Peaking Factors'!$C$88:$C$102,'South East Qld Peaking Factors'!$D$88:$Q$102),IF(S8>70,(InterpolateXY(O8,P8,'South East Qld Peaking Factors'!$D$87:$Q$87,'South East Qld Peaking Factors'!$C$88:$C$102,'South East Qld Peaking Factors'!$D$88:$Q$102)-InterpolateXY(O8,P8,'South East Qld Peaking Factors'!$D$103:$Q$103,'South East Qld Peaking Factors'!$C$104:$C$118,'South East Qld Peaking Factors'!$D$104:$Q$118))*(S8-70)/10+InterpolateXY(O8,P8,'South East Qld Peaking Factors'!$D$103:$Q$103,'South East Qld Peaking Factors'!$C$104:$C$118,'South East Qld Peaking Factors'!$D$104:$Q$118),IF(S8>60,(InterpolateXY(O8,P8,'South East Qld Peaking Factors'!$D$103:$Q$103,'South East Qld Peaking Factors'!$C$104:$C$118,'South East Qld Peaking Factors'!$D$104:$Q$118)-InterpolateXY(O8,P8,'South East Qld Peaking Factors'!$D$119:$Q$119,'South East Qld Peaking Factors'!$C$120:$C$134,'South East Qld Peaking Factors'!$D$120:$Q$134))*(S8-60)/10+InterpolateXY(O8,P8,'South East Qld Peaking Factors'!$D$119:$Q$119,'South East Qld Peaking Factors'!$C$120:$C$134,'South East Qld Peaking Factors'!$D$120:$Q$134),IF(S8>50,(InterpolateXY(O8,P8,'South East Qld Peaking Factors'!$D$119:$Q$119,'South East Qld Peaking Factors'!$C$120:$C$134,'South East Qld Peaking Factors'!$D$120:$Q$134)-1)*(S8-50)/10+1,1))))))))))","v":1.9452805721174604},{"$f":"IF($Q8=0,\" \",IF(S8>99.99,InterpolateXY(O8,P8,'South East Qld Peaking Factors'!$S$7:$AF$7,'South East Qld Peaking Factors'!$R$8:$R$22,'South East Qld Peaking Factors'!$S$8:$AF$22),IF(S8>99,(InterpolateXY(O8,P8,'South East Qld Peaking Factors'!$S$7:$AF$7,'South East Qld Peaking Factors'!$R$8:$R$22,'South East Qld Peaking Factors'!$S$8:$AF$22)- InterpolateXY(O8,P8,'South East Qld Peaking Factors'!$S$23:$AF$23,'South East Qld Peaking Factors'!$R$24:$R$38,'South East Qld Peaking Factors'!$S$24:$AF$38))*(S8-99)+ InterpolateXY(O8,P8,'South East Qld Peaking Factors'!$S$23:$AF$23,'South East Qld Peaking Factors'!$R$24:$R$38,'South East Qld Peaking Factors'!$S$24:$AF$38),IF(S8>98,(InterpolateXY(O8,P8,'South East Qld Peaking Factors'!$S$23:$AF$23,'South East Qld Peaking Factors'!$R$24:$R$38,'South East Qld Peaking Factors'!$S$24:$AF$38)-InterpolateXY(O8,P8,'South East Qld Peaking Factors'!$S$39:$AF$39,'South East Qld Peaking Factors'!$R$40:$R$54,'South East Qld Peaking Factors'!$S$40:$AF$54))*(S8-98)+ InterpolateXY(O8,P8,'South East Qld Peaking Factors'!$S$39:$AF$39,'South East Qld Peaking Factors'!$R$40:$R$54,'South East Qld Peaking Factors'!$S$40:$AF$54),IF(S8>95,(InterpolateXY(O8,P8,'South East Qld Peaking Factors'!$S$39:$AF$39,'South East Qld Peaking Factors'!$R$40:$R$54,'South East Qld Peaking Factors'!$S$40:$AF$54)-InterpolateXY(O8,P8,'South East Qld Peaking Factors'!$S$55:$AF$55,'South East Qld Peaking Factors'!$R$56:$R$70,'South East Qld Peaking Factors'!$S$56:$AF$70))*(S8-95)/3+InterpolateXY(O8,P8,'South East Qld Peaking Factors'!$S$55:$AF$55,'South East Qld Peaking Factors'!$R$56:$R$70,'South East Qld Peaking Factors'!$S$56:$AF$70),IF(S8>90,(InterpolateXY(O8,P8,'South East Qld Peaking Factors'!$S$55:$AF$55,'South East Qld Peaking Factors'!$R$56:$R$70,'South East Qld Peaking Factors'!$S$56:$AF$70)-InterpolateXY(O8,P8,'South East Qld Peaking Factors'!$S$71:$AF$71,'South East Qld Peaking Factors'!$R$72:$R$86,'South East Qld Peaking Factors'!$S$72:$AF$86))*(S8-90)/5+InterpolateXY(O8,P8,'South East Qld Peaking Factors'!$S$71:$AF$71,'South East Qld Peaking Factors'!$R$72:$R$86,'South East Qld Peaking Factors'!$S$72:$AF$86),IF(S8>80,(InterpolateXY(O8,P8,'South East Qld Peaking Factors'!$S$71:$AF$71,'South East Qld Peaking Factors'!$R$72:$R$86,'South East Qld Peaking Factors'!$S$72:$AF$86)-InterpolateXY(O8,P8,'South East Qld Peaking Factors'!$S$87:$AF$87,'South East Qld Peaking Factors'!$R$88:$R$102,'South East Qld Peaking Factors'!$S$88:$AF$102))*(S8-80)/10+InterpolateXY(O8,P8,'South East Qld Peaking Factors'!$S$87:$AF$87,'South East Qld Peaking Factors'!$R$88:$R$102,'South East Qld Peaking Factors'!$S$88:$AF$102),IF(S8>70,(InterpolateXY(O8,P8,'South East Qld Peaking Factors'!$S$87:$AF$87,'South East Qld Peaking Factors'!$R$88:$R$102,'South East Qld Peaking Factors'!$S$88:$AF$102)-InterpolateXY(O8,P8,'South East Qld Peaking Factors'!$S$103:$AF$103,'South East Qld Peaking Factors'!$R$104:$R$118,'South East Qld Peaking Factors'!$S$104:$AF$118))*(S8-70)/10+InterpolateXY(O8,P8,'South East Qld Peaking Factors'!$S$103:$AF$103,'South East Qld Peaking Factors'!$R$104:$R$118,'South East Qld Peaking Factors'!$S$104:$AF$118),IF(S8>60,(InterpolateXY(O8,P8,'South East Qld Peaking Factors'!$S$103:$AF$103,'South East Qld Peaking Factors'!$R$104:$R$118,'South East Qld Peaking Factors'!$S$104:$AF$118)-InterpolateXY(O8,P8,'South East Qld Peaking Factors'!$S$119:$AF$119,'South East Qld Peaking Factors'!$R$120:$R$134,'South East Qld Peaking Factors'!$S$120:$AF$134))*(S8-60)/10+InterpolateXY(O8,P8,'South East Qld Peaking Factors'!$S$119:$AF$119,'South East Qld Peaking Factors'!$R$120:$R$134,'South East Qld Peaking Factors'!$S$120:$AF$134),IF(S8>50,(InterpolateXY(O8,P8,'South East Qld Peaking Factors'!$S$119:$AF$119,'South East Qld Peaking Factors'!$R$120:$R$134,'South East Qld Peaking Factors'!$S$120:$AF$134)-1)*(S8-50)/10+1,1))))))))))","v":1.4036437250486087},-9.5947005348509876E-2,{"$f":"'Reservoir Storage'!J$34","v":15},3.2197714031102715,{"$f":"'Reservoir Storage'!J$35","v":1.5719974848040243},{"$f":"IF(V8<0,IF(S8>=50,IF(R8/24>=X8,R8/24*T8*(R8/24)^V8,(T8*X8^(1+V8)-Y8*(X8*24-R8)/24)))*O8,\" \")","v":6.3757076608815},null,0.01,0.15171551500583677]
[null,null,null,null,null,null,null,null,null,null,null,null,null,null,{"$f":"'Reservoir Storage'!J$23","v":9.5419999999999998},{"$f":"'Reservoir Storage'!J$26","v":11.590333333333334},{"$f":"Q8+IF('Reservoir Storage'!J$26<=15,0.5,IF('Reservoir Storage'!J$26<=30,1,2))","v":1.5},2.5098114758519361,99.999704875260065,{"$f":"IF($Q9=0,\" \",IF(S9>99.99,InterpolateXY(O9,P9,'South East Qld Peaking Factors'!$D$7:$Q$7,'South East Qld Peaking Factors'!$C$8:$C$22,'South East Qld Peaking Factors'!$D$8:$Q$22),IF(S9>99,(InterpolateXY(O9,P9,'South East Qld Peaking Factors'!$D$7:$Q$7,'South East Qld Peaking Factors'!$C$8:$C$22,'South East Qld Peaking Factors'!$D$8:$Q$22)- InterpolateXY(O9,P9,'South East Qld Peaking Factors'!$D$23:$Q$23,'South East Qld Peaking Factors'!$C$24:$C$38,'South East Qld Peaking Factors'!$D$24:$Q$38))*(S9-99)+ InterpolateXY(O9,P9,'South East Qld Peaking Factors'!$D$23:$Q$23,'South East Qld Peaking Factors'!$C$24:$C$38,'South East Qld Peaking Factors'!$D$24:$Q$38),IF(S9>98,(InterpolateXY(O9,P9,'South East Qld Peaking Factors'!$D$23:$Q$23,'South East Qld Peaking Factors'!$C$24:$C$38,'South East Qld Peaking Factors'!$D$24:$Q$38)-InterpolateXY(O9,P9,'South East Qld Peaking Factors'!$D$39:$Q$39,'South East Qld Peaking Factors'!$C$40:$C$54,'South East Qld Peaking Factors'!$D$40:$Q$54))*(S9-98)+ InterpolateXY(O9,P9,'South East Qld Peaking Factors'!$D$39:$Q$39,'South East Qld Peaking Factors'!$C$40:$C$54,'South East Qld Peaking Factors'!$D$40:$Q$54),IF(S9>95,(InterpolateXY(O9,P9,'South East Qld Peaking Factors'!$D$39:$Q$39,'South East Qld Peaking Factors'!$C$40:$C$54,'South East Qld Peaking Factors'!$D$40:$Q$54)-InterpolateXY(O9,P9,'South East Qld Peaking Factors'!$D$55:$Q$55,'South East Qld Peaking Factors'!$C$56:$C$70,'South East Qld Peaking Factors'!$D$56:$Q$70))*(S9-95)/3+InterpolateXY(O9,P9,'South East Qld Peaking Factors'!$D$55:$Q$55,'South East Qld Peaking Factors'!$C$56:$C$70,'South East Qld Peaking Factors'!$D$56:$Q$70),IF(S9>90,(InterpolateXY(O9,P9,'South East Qld Peaking Factors'!$D$55:$Q$55,'South East Qld Peaking Factors'!$C$56:$C$70,'South East Qld Peaking Factors'!$D$56:$Q$70)-InterpolateXY(O9,P9,'South East Qld Peaking Factors'!$D$71:$Q$71,'South East Qld Peaking Factors'!$C$72:$C$86,'South East Qld Peaking Factors'!$D$72:$Q$86))*(S9-90)/5+InterpolateXY(O9,P9,'South East Qld Peaking Factors'!$D$71:$Q$71,'South East Qld Peaking Factors'!$C$72:$C$86,'South East Qld Peaking Factors'!$D$72:$Q$86),IF(S9>80,(InterpolateXY(O9,P9,'South East Qld Peaking Factors'!$D$71:$Q$71,'South East Qld Peaking Factors'!$C$72:$C$86,'South East Qld Peaking Factors'!$D$72:$Q$86)-InterpolateXY(O9,P9,'South East Qld Peaking Factors'!$D$87:$Q$87,'South East Qld Peaking Factors'!$C$88:$C$102,'South East Qld Peaking Factors'!$D$88:$Q$102))*(S9-80)/10+InterpolateXY(O9,P9,'South East Qld Peaking Factors'!$D$87:$Q$87,'South East Qld Peaking Factors'!$C$88:$C$102,'South East Qld Peaking Factors'!$D$88:$Q$102),IF(S9>70,(InterpolateXY(O9,P9,'South East Qld Peaking Factors'!$D$87:$Q$87,'South East Qld Peaking Factors'!$C$88:$C$102,'South East Qld Peaking Factors'!$D$88:$Q$102)-InterpolateXY(O9,P9,'South East Qld Peaking Factors'!$D$103:$Q$103,'South East Qld Peaking Factors'!$C$104:$C$118,'South East Qld Peaking Factors'!$D$104:$Q$118))*(S9-70)/10+InterpolateXY(O9,P9,'South East Qld Peaking Factors'!$D$103:$Q$103,'South East Qld Peaking Factors'!$C$104:$C$118,'South East Qld Peaking Factors'!$D$104:$Q$118),IF(S9>60,(InterpolateXY(O9,P9,'South East Qld Peaking Factors'!$D$103:$Q$103,'South East Qld Peaking Factors'!$C$104:$C$118,'South East Qld Peaking Factors'!$D$104:$Q$118)-InterpolateXY(O9,P9,'South East Qld Peaking Factors'!$D$119:$Q$119,'South East Qld Peaking Factors'!$C$120:$C$134,'South East Qld Peaking Factors'!$D$120:$Q$134))*(S9-60)/10+InterpolateXY(O9,P9,'South East Qld Peaking Factors'!$D$119:$Q$119,'South East Qld Peaking Factors'!$C$120:$C$134,'South East Qld Peaking Factors'!$D$120:$Q$134),IF(S9>50,(InterpolateXY(O9,P9,'South East Qld Peaking Factors'!$D$119:$Q$119,'South East Qld Peaking Factors'!$C$120:$C$134,'South East Qld Peaking Factors'!$D$120:$Q$134)-1)*(S9-50)/10+1,1))))))))))","v":1.9452805721174604},{"$f":"IF($Q9=0,\" \",IF(S9>99.99,InterpolateXY(O9,P9,'South East Qld Peaking Factors'!$S$7:$AF$7,'South East Qld Peaking Factors'!$R$8:$R$22,'South East Qld Peaking Factors'!$S$8:$AF$22),IF(S9>99,(InterpolateXY(O9,P9,'South East Qld Peaking Factors'!$S$7:$AF$7,'South East Qld Peaking Factors'!$R$8:$R$22,'South East Qld Peaking Factors'!$S$8:$AF$22)- InterpolateXY(O9,P9,'South East Qld Peaking Factors'!$S$23:$AF$23,'South East Qld Peaking Factors'!$R$24:$R$38,'South East Qld Peaking Factors'!$S$24:$AF$38))*(S9-99)+ InterpolateXY(O9,P9,'South East Qld Peaking Factors'!$S$23:$AF$23,'South East Qld Peaking Factors'!$R$24:$R$38,'South East Qld Peaking Factors'!$S$24:$AF$38),IF(S9>98,(InterpolateXY(O9,P9,'South East Qld Peaking Factors'!$S$23:$AF$23,'South East Qld Peaking Factors'!$R$24:$R$38,'South East Qld Peaking Factors'!$S$24:$AF$38)-InterpolateXY(O9,P9,'South East Qld Peaking Factors'!$S$39:$AF$39,'South East Qld Peaking Factors'!$R$40:$R$54,'South East Qld Peaking Factors'!$S$40:$AF$54))*(S9-98)+ InterpolateXY(O9,P9,'South East Qld Peaking Factors'!$S$39:$AF$39,'South East Qld Peaking Factors'!$R$40:$R$54,'South East Qld Peaking Factors'!$S$40:$AF$54),IF(S9>95,(InterpolateXY(O9,P9,'South East Qld Peaking Factors'!$S$39:$AF$39,'South East Qld Peaking Factors'!$R$40:$R$54,'South East Qld Peaking Factors'!$S$40:$AF$54)-InterpolateXY(O9,P9,'South East Qld Peaking Factors'!$S$55:$AF$55,'South East Qld Peaking Factors'!$R$56:$R$70,'South East Qld Peaking Factors'!$S$56:$AF$70))*(S9-95)/3+InterpolateXY(O9,P9,'South East Qld Peaking Factors'!$S$55:$AF$55,'South East Qld Peaking Factors'!$R$56:$R$70,'South East Qld Peaking Factors'!$S$56:$AF$70),IF(S9>90,(InterpolateXY(O9,P9,'South East Qld Peaking Factors'!$S$55:$AF$55,'South East Qld Peaking Factors'!$R$56:$R$70,'South East Qld Peaking Factors'!$S$56:$AF$70)-InterpolateXY(O9,P9,'South East Qld Peaking Factors'!$S$71:$AF$71,'South East Qld Peaking Factors'!$R$72:$R$86,'South East Qld Peaking Factors'!$S$72:$AF$86))*(S9-90)/5+InterpolateXY(O9,P9,'South East Qld Peaking Factors'!$S$71:$AF$71,'South East Qld Peaking Factors'!$R$72:$R$86,'South East Qld Peaking Factors'!$S$72:$AF$86),IF(S9>80,(InterpolateXY(O9,P9,'South East Qld Peaking Factors'!$S$71:$AF$71,'South East Qld Peaking Factors'!$R$72:$R$86,'South East Qld Peaking Factors'!$S$72:$AF$86)-InterpolateXY(O9,P9,'South East Qld Peaking Factors'!$S$87:$AF$87,'South East Qld Peaking Factors'!$R$88:$R$102,'South East Qld Peaking Factors'!$S$88:$AF$102))*(S9-80)/10+InterpolateXY(O9,P9,'South East Qld Peaking Factors'!$S$87:$AF$87,'South East Qld Peaking Factors'!$R$88:$R$102,'South East Qld Peaking Factors'!$S$88:$AF$102),IF(S9>70,(InterpolateXY(O9,P9,'South East Qld Peaking Factors'!$S$87:$AF$87,'South East Qld Peaking Factors'!$R$88:$R$102,'South East Qld Peaking Factors'!$S$88:$AF$102)-InterpolateXY(O9,P9,'South East Qld Peaking Factors'!$S$103:$AF$103,'South East Qld Peaking Factors'!$R$104:$R$118,'South East Qld Peaking Factors'!$S$104:$AF$118))*(S9-70)/10+InterpolateXY(O9,P9,'South East Qld Peaking Factors'!$S$103:$AF$103,'South East Qld Peaking Factors'!$R$104:$R$118,'South East Qld Peaking Factors'!$S$104:$AF$118),IF(S9>60,(InterpolateXY(O9,P9,'South East Qld Peaking Factors'!$S$103:$AF$103,'South East Qld Peaking Factors'!$R$104:$R$118,'South East Qld Peaking Factors'!$S$104:$AF$118)-InterpolateXY(O9,P9,'South East Qld Peaking Factors'!$S$119:$AF$119,'South East Qld Peaking Factors'!$R$120:$R$134,'South East Qld Peaking Factors'!$S$120:$AF$134))*(S9-60)/10+InterpolateXY(O9,P9,'South East Qld Peaking Factors'!$S$119:$AF$119,'South East Qld Peaking Factors'!$R$120:$R$134,'South East Qld Peaking Factors'!$S$120:$AF$134),IF(S9>50,(InterpolateXY(O9,P9,'South East Qld Peaking Factors'!$S$119:$AF$119,'South East Qld Peaking Factors'!$R$120:$R$134,'South East Qld Peaking Factors'!$S$120:$AF$134)-1)*(S9-50)/10+1,1))))))))))","v":1.4036437250486087},-9.5947005348509876E-2,{"$f":"'Reservoir Storage'!J$34","v":15},3.2197714031102715,{"$f":"'Reservoir Storage'!J$35","v":1.5719974848040243},6.6943398332889599,null,0.1,0.55084574066763325]
[null,null,null,null,null,null,null,null,null,null,null,null,null,null,{"$f":"'Reservoir Storage'!J$23","v":9.5419999999999998},{"$f":"'Reservoir Storage'!J$26","v":11.590333333333334},{"$f":"Q9+IF('Reservoir Storage'!J$26<=15,0.5,IF('Reservoir Storage'!J$26<=30,1,2))","v":2},2.9485384345822023,99.967568875538319,{"$f":"IF($Q10=0,\" \",IF(S10>99.99,InterpolateXY(O10,P10,'South East Qld Peaking Factors'!$D$7:$Q$7,'South East Qld Peaking Factors'!$C$8:$C$22,'South East Qld Peaking Factors'!$D$8:$Q$22),IF(S10>99,(InterpolateXY(O10,P10,'South East Qld Peaking Factors'!$D$7:$Q$7,'South East Qld Peaking Factors'!$C$8:$C$22,'South East Qld Peaking Factors'!$D$8:$Q$22)- InterpolateXY(O10,P10,'South East Qld Peaking Factors'!$D$23:$Q$23,'South East Qld Peaking Factors'!$C$24:$C$38,'South East Qld Peaking Factors'!$D$24:$Q$38))*(S10-99)+ InterpolateXY(O10,P10,'South East Qld Peaking Factors'!$D$23:$Q$23,'South East Qld Peaking Factors'!$C$24:$C$38,'South East Qld Peaking Factors'!$D$24:$Q$38),IF(S10>98,(InterpolateXY(O10,P10,'South East Qld Peaking Factors'!$D$23:$Q$23,'South East Qld Peaking Factors'!$C$24:$C$38,'South East Qld Peaking Factors'!$D$24:$Q$38)-InterpolateXY(O10,P10,'South East Qld Peaking Factors'!$D$39:$Q$39,'South East Qld Peaking Factors'!$C$40:$C$54,'South East Qld Peaking Factors'!$D$40:$Q$54))*(S10-98)+ InterpolateXY(O10,P10,'South East Qld Peaking Factors'!$D$39:$Q$39,'South East Qld Peaking Factors'!$C$40:$C$54,'South East Qld Peaking Factors'!$D$40:$Q$54),IF(S10>95,(InterpolateXY(O10,P10,'South East Qld Peaking Factors'!$D$39:$Q$39,'South East Qld Peaking Factors'!$C$40:$C$54,'South East Qld Peaking Factors'!$D$40:$Q$54)-InterpolateXY(O10,P10,'South East Qld Peaking Factors'!$D$55:$Q$55,'South East Qld Peaking Factors'!$C$56:$C$70,'South East Qld Peaking Factors'!$D$56:$Q$70))*(S10-95)/3+InterpolateXY(O10,P10,'South East Qld Peaking Factors'!$D$55:$Q$55,'South East Qld Peaking Factors'!$C$56:$C$70,'South East Qld Peaking Factors'!$D$56:$Q$70),IF(S10>90,(InterpolateXY(O10,P10,'South East Qld Peaking Factors'!$D$55:$Q$55,'South East Qld Peaking Factors'!$C$56:$C$70,'South East Qld Peaking Factors'!$D$56:$Q$70)-InterpolateXY(O10,P10,'South East Qld Peaking Factors'!$D$71:$Q$71,'South East Qld Peaking Factors'!$C$72:$C$86,'South East Qld Peaking Factors'!$D$72:$Q$86))*(S10-90)/5+InterpolateXY(O10,P10,'South East Qld Peaking Factors'!$D$71:$Q$71,'South East Qld Peaking Factors'!$C$72:$C$86,'South East Qld Peaking Factors'!$D$72:$Q$86),IF(S10>80,(InterpolateXY(O10,P10,'South East Qld Peaking Factors'!$D$71:$Q$71,'South East Qld Peaking Factors'!$C$72:$C$86,'South East Qld Peaking Factors'!$D$72:$Q$86)-InterpolateXY(O10,P10,'South East Qld Peaking Factors'!$D$87:$Q$87,'South East Qld Peaking Factors'!$C$88:$C$102,'South East Qld Peaking Factors'!$D$88:$Q$102))*(S10-80)/10+InterpolateXY(O10,P10,'South East Qld Peaking Factors'!$D$87:$Q$87,'South East Qld Peaking Factors'!$C$88:$C$102,'South East Qld Peaking Factors'!$D$88:$Q$102),IF(S10>70,(InterpolateXY(O10,P10,'South East Qld Peaking Factors'!$D$87:$Q$87,'South East Qld Peaking Factors'!$C$88:$C$102,'South East Qld Peaking Factors'!$D$88:$Q$102)-InterpolateXY(O10,P10,'South East Qld Peaking Factors'!$D$103:$Q$103,'South East Qld Peaking Factors'!$C$104:$C$118,'South East Qld Peaking Factors'!$D$104:$Q$118))*(S10-70)/10+InterpolateXY(O10,P10,'South East Qld Peaking Factors'!$D$103:$Q$103,'South East Qld Peaking Factors'!$C$104:$C$118,'South East Qld Peaking Factors'!$D$104:$Q$118),IF(S10>60,(InterpolateXY(O10,P10,'South East Qld Peaking Factors'!$D$103:$Q$103,'South East Qld Peaking Factors'!$C$104:$C$118,'South East Qld Peaking Factors'!$D$104:$Q$118)-InterpolateXY(O10,P10,'South East Qld Peaking Factors'!$D$119:$Q$119,'South East Qld Peaking Factors'!$C$120:$C$134,'South East Qld Peaking Factors'!$D$120:$Q$134))*(S10-60)/10+InterpolateXY(O10,P10,'South East Qld Peaking Factors'!$D$119:$Q$119,'South East Qld Peaking Factors'!$C$120:$C$134,'South East Qld Peaking Factors'!$D$120:$Q$134),IF(S10>50,(InterpolateXY(O10,P10,'South East Qld Peaking Factors'!$D$119:$Q$119,'South East Qld Peaking Factors'!$C$120:$C$134,'South East Qld Peaking Factors'!$D$120:$Q$134)-1)*(S10-50)/10+1,1))))))))))","v":1.9396596636553776},{"$f":"IF($Q10=0,\" \",IF(S10>99.99,InterpolateXY(O10,P10,'South East Qld Peaking Factors'!$S$7:$AF$7,'South East Qld Peaking Factors'!$R$8:$R$22,'South East Qld Peaking Factors'!$S$8:$AF$22),IF(S10>99,(InterpolateXY(O10,P10,'South East Qld Peaking Factors'!$S$7:$AF$7,'South East Qld Peaking Factors'!$R$8:$R$22,'South East Qld Peaking Factors'!$S$8:$AF$22)- InterpolateXY(O10,P10,'South East Qld Peaking Factors'!$S$23:$AF$23,'South East Qld Peaking Factors'!$R$24:$R$38,'South East Qld Peaking Factors'!$S$24:$AF$38))*(S10-99)+ InterpolateXY(O10,P10,'South East Qld Peaking Factors'!$S$23:$AF$23,'South East Qld Peaking Factors'!$R$24:$R$38,'South East Qld Peaking Factors'!$S$24:$AF$38),IF(S10>98,(InterpolateXY(O10,P10,'South East Qld Peaking Factors'!$S$23:$AF$23,'South East Qld Peaking Factors'!$R$24:$R$38,'South East Qld Peaking Factors'!$S$24:$AF$38)-InterpolateXY(O10,P10,'South East Qld Peaking Factors'!$S$39:$AF$39,'South East Qld Peaking Factors'!$R$40:$R$54,'South East Qld Peaking Factors'!$S$40:$AF$54))*(S10-98)+ InterpolateXY(O10,P10,'South East Qld Peaking Factors'!$S$39:$AF$39,'South East Qld Peaking Factors'!$R$40:$R$54,'South East Qld Peaking Factors'!$S$40:$AF$54),IF(S10>95,(InterpolateXY(O10,P10,'South East Qld Peaking Factors'!$S$39:$AF$39,'South East Qld Peaking Factors'!$R$40:$R$54,'South East Qld Peaking Factors'!$S$40:$AF$54)-InterpolateXY(O10,P10,'South East Qld Peaking Factors'!$S$55:$AF$55,'South East Qld Peaking Factors'!$R$56:$R$70,'South East Qld Peaking Factors'!$S$56:$AF$70))*(S10-95)/3+InterpolateXY(O10,P10,'South East Qld Peaking Factors'!$S$55:$AF$55,'South East Qld Peaking Factors'!$R$56:$R$70,'South East Qld Peaking Factors'!$S$56:$AF$70),IF(S10>90,(InterpolateXY(O10,P10,'South East Qld Peaking Factors'!$S$55:$AF$55,'South East Qld Peaking Factors'!$R$56:$R$70,'South East Qld Peaking Factors'!$S$56:$AF$70)-InterpolateXY(O10,P10,'South East Qld Peaking Factors'!$S$71:$AF$71,'South East Qld Peaking Factors'!$R$72:$R$86,'South East Qld Peaking Factors'!$S$72:$AF$86))*(S10-90)/5+InterpolateXY(O10,P10,'South East Qld Peaking Factors'!$S$71:$AF$71,'South East Qld Peaking Factors'!$R$72:$R$86,'South East Qld Peaking Factors'!$S$72:$AF$86),IF(S10>80,(InterpolateXY(O10,P10,'South East Qld Peaking Factors'!$S$71:$AF$71,'South East Qld Peaking Factors'!$R$72:$R$86,'South East Qld Peaking Factors'!$S$72:$AF$86)-InterpolateXY(O10,P10,'South East Qld Peaking Factors'!$S$87:$AF$87,'South East Qld Peaking Factors'!$R$88:$R$102,'South East Qld Peaking Factors'!$S$88:$AF$102))*(S10-80)/10+InterpolateXY(O10,P10,'South East Qld Peaking Factors'!$S$87:$AF$87,'South East Qld Peaking Factors'!$R$88:$R$102,'South East Qld Peaking Factors'!$S$88:$AF$102),IF(S10>70,(InterpolateXY(O10,P10,'South East Qld Peaking Factors'!$S$87:$AF$87,'South East Qld Peaking Factors'!$R$88:$R$102,'South East Qld Peaking Factors'!$S$88:$AF$102)-InterpolateXY(O10,P10,'South East Qld Peaking Factors'!$S$103:$AF$103,'South East Qld Peaking Factors'!$R$104:$R$118,'South East Qld Peaking Factors'!$S$104:$AF$118))*(S10-70)/10+InterpolateXY(O10,P10,'South East Qld Peaking Factors'!$S$103:$AF$103,'South East Qld Peaking Factors'!$R$104:$R$118,'South East Qld Peaking Factors'!$S$104:$AF$118),IF(S10>60,(InterpolateXY(O10,P10,'South East Qld Peaking Factors'!$S$103:$AF$103,'South East Qld Peaking Factors'!$R$104:$R$118,'South East Qld Peaking Factors'!$S$104:$AF$118)-InterpolateXY(O10,P10,'South East Qld Peaking Factors'!$S$119:$AF$119,'South East Qld Peaking Factors'!$R$120:$R$134,'South East Qld Peaking Factors'!$S$120:$AF$134))*(S10-60)/10+InterpolateXY(O10,P10,'South East Qld Peaking Factors'!$S$119:$AF$119,'South East Qld Peaking Factors'!$R$120:$R$134,'South East Qld Peaking Factors'!$S$120:$AF$134),IF(S10>50,(InterpolateXY(O10,P10,'South East Qld Peaking Factors'!$S$119:$AF$119,'South East Qld Peaking Factors'!$R$120:$R$134,'South East Qld Peaking Factors'!$S$120:$AF$134)-1)*(S10-50)/10+1,1))))))))))","v":1.403663392743552},-9.509209910091411E-2,{"$f":"'Reservoir Storage'!J$34","v":15},3.1878035049209559,{"$f":"'Reservoir Storage'!J$35","v":1.5719974848040243},6.867683688430537,null,1,2]
[null,null,null,null,null,null,null,null,null,null,null,null,null,null,{"$f":"'Reservoir Storage'!J$23","v":9.5419999999999998},{"$f":"'Reservoir Storage'!J$26","v":11.590333333333334},{"$f":"Q10+IF('Reservoir Storage'!J$26<=15,0.5,IF('Reservoir Storage'!J$26<=30,1,2))","v":2.5},3.3409994221234931,99.7316515801229,{"$f":"IF($Q11=0,\" \",IF(S11>99.99,InterpolateXY(O11,P11,'South East Qld Peaking Factors'!$D$7:$Q$7,'South East Qld Peaking Factors'!$C$8:$C$22,'South East Qld Peaking Factors'!$D$8:$Q$22),IF(S11>99,(InterpolateXY(O11,P11,'South East Qld Peaking Factors'!$D$7:$Q$7,'South East Qld Peaking Factors'!$C$8:$C$22,'South East Qld Peaking Factors'!$D$8:$Q$22)- InterpolateXY(O11,P11,'South East Qld Peaking Factors'!$D$23:$Q$23,'South East Qld Peaking Factors'!$C$24:$C$38,'South East Qld Peaking Factors'!$D$24:$Q$38))*(S11-99)+ InterpolateXY(O11,P11,'South East Qld Peaking Factors'!$D$23:$Q$23,'South East Qld Peaking Factors'!$C$24:$C$38,'South East Qld Peaking Factors'!$D$24:$Q$38),IF(S11>98,(InterpolateXY(O11,P11,'South East Qld Peaking Factors'!$D$23:$Q$23,'South East Qld Peaking Factors'!$C$24:$C$38,'South East Qld Peaking Factors'!$D$24:$Q$38)-InterpolateXY(O11,P11,'South East Qld Peaking Factors'!$D$39:$Q$39,'South East Qld Peaking Factors'!$C$40:$C$54,'South East Qld Peaking Factors'!$D$40:$Q$54))*(S11-98)+ InterpolateXY(O11,P11,'South East Qld Peaking Factors'!$D$39:$Q$39,'South East Qld Peaking Factors'!$C$40:$C$54,'South East Qld Peaking Factors'!$D$40:$Q$54),IF(S11>95,(InterpolateXY(O11,P11,'South East Qld Peaking Factors'!$D$39:$Q$39,'South East Qld Peaking Factors'!$C$40:$C$54,'South East Qld Peaking Factors'!$D$40:$Q$54)-InterpolateXY(O11,P11,'South East Qld Peaking Factors'!$D$55:$Q$55,'South East Qld Peaking Factors'!$C$56:$C$70,'South East Qld Peaking Factors'!$D$56:$Q$70))*(S11-95)/3+InterpolateXY(O11,P11,'South East Qld Peaking Factors'!$D$55:$Q$55,'South East Qld Peaking Factors'!$C$56:$C$70,'South East Qld Peaking Factors'!$D$56:$Q$70),IF(S11>90,(InterpolateXY(O11,P11,'South East Qld Peaking Factors'!$D$55:$Q$55,'South East Qld Peaking Factors'!$C$56:$C$70,'South East Qld Peaking Factors'!$D$56:$Q$70)-InterpolateXY(O11,P11,'South East Qld Peaking Factors'!$D$71:$Q$71,'South East Qld Peaking Factors'!$C$72:$C$86,'South East Qld Peaking Factors'!$D$72:$Q$86))*(S11-90)/5+InterpolateXY(O11,P11,'South East Qld Peaking Factors'!$D$71:$Q$71,'South East Qld Peaking Factors'!$C$72:$C$86,'South East Qld Peaking Factors'!$D$72:$Q$86),IF(S11>80,(InterpolateXY(O11,P11,'South East Qld Peaking Factors'!$D$71:$Q$71,'South East Qld Peaking Factors'!$C$72:$C$86,'South East Qld Peaking Factors'!$D$72:$Q$86)-InterpolateXY(O11,P11,'South East Qld Peaking Factors'!$D$87:$Q$87,'South East Qld Peaking Factors'!$C$88:$C$102,'South East Qld Peaking Factors'!$D$88:$Q$102))*(S11-80)/10+InterpolateXY(O11,P11,'South East Qld Peaking Factors'!$D$87:$Q$87,'South East Qld Peaking Factors'!$C$88:$C$102,'South East Qld Peaking Factors'!$D$88:$Q$102),IF(S11>70,(InterpolateXY(O11,P11,'South East Qld Peaking Factors'!$D$87:$Q$87,'South East Qld Peaking Factors'!$C$88:$C$102,'South East Qld Peaking Factors'!$D$88:$Q$102)-InterpolateXY(O11,P11,'South East Qld Peaking Factors'!$D$103:$Q$103,'South East Qld Peaking Factors'!$C$104:$C$118,'South East Qld Peaking Factors'!$D$104:$Q$118))*(S11-70)/10+InterpolateXY(O11,P11,'South East Qld Peaking Factors'!$D$103:$Q$103,'South East Qld Peaking Factors'!$C$104:$C$118,'South East Qld Peaking Factors'!$D$104:$Q$118),IF(S11>60,(InterpolateXY(O11,P11,'South East Qld Peaking Factors'!$D$103:$Q$103,'South East Qld Peaking Factors'!$C$104:$C$118,'South East Qld Peaking Factors'!$D$104:$Q$118)-InterpolateXY(O11,P11,'South East Qld Peaking Factors'!$D$119:$Q$119,'South East Qld Peaking Factors'!$C$120:$C$134,'South East Qld Peaking Factors'!$D$120:$Q$134))*(S11-60)/10+InterpolateXY(O11,P11,'South East Qld Peaking Factors'!$D$119:$Q$119,'South East Qld Peaking Factors'!$C$120:$C$134,'South East Qld Peaking Factors'!$D$120:$Q$134),IF(S11>50,(InterpolateXY(O11,P11,'South East Qld Peaking Factors'!$D$119:$Q$119,'South East Qld Peaking Factors'!$C$120:$C$134,'South East Qld Peaking Factors'!$D$120:$Q$134)-1)*(S11-50)/10+1,1))))))))))","v":1.8987708710475522},{"$f":"IF($Q11=0,\" \",IF(S11>99.99,InterpolateXY(O11,P11,'South East Qld Peaking Factors'!$S$7:$AF$7,'South East Qld Peaking Factors'!$R$8:$R$22,'South East Qld Peaking Factors'!$S$8:$AF$22),IF(S11>99,(InterpolateXY(O11,P11,'South East Qld Peaking Factors'!$S$7:$AF$7,'South East Qld Peaking Factors'!$R$8:$R$22,'South East Qld Peaking Factors'!$S$8:$AF$22)- InterpolateXY(O11,P11,'South East Qld Peaking Factors'!$S$23:$AF$23,'South East Qld Peaking Factors'!$R$24:$R$38,'South East Qld Peaking Factors'!$S$24:$AF$38))*(S11-99)+ InterpolateXY(O11,P11,'South East Qld Peaking Factors'!$S$23:$AF$23,'South East Qld Peaking Factors'!$R$24:$R$38,'South East Qld Peaking Factors'!$S$24:$AF$38),IF(S11>98,(InterpolateXY(O11,P11,'South East Qld Peaking Factors'!$S$23:$AF$23,'South East Qld Peaking Factors'!$R$24:$R$38,'South East Qld Peaking Factors'!$S$24:$AF$38)-InterpolateXY(O11,P11,'South East Qld Peaking Factors'!$S$39:$AF$39,'South East Qld Peaking Factors'!$R$40:$R$54,'South East Qld Peaking Factors'!$S$40:$AF$54))*(S11-98)+ InterpolateXY(O11,P11,'South East Qld Peaking Factors'!$S$39:$AF$39,'South East Qld Peaking Factors'!$R$40:$R$54,'South East Qld Peaking Factors'!$S$40:$AF$54),IF(S11>95,(InterpolateXY(O11,P11,'South East Qld Peaking Factors'!$S$39:$AF$39,'South East Qld Peaking Factors'!$R$40:$R$54,'South East Qld Peaking Factors'!$S$40:$AF$54)-InterpolateXY(O11,P11,'South East Qld Peaking Factors'!$S$55:$AF$55,'South East Qld Peaking Factors'!$R$56:$R$70,'South East Qld Peaking Factors'!$S$56:$AF$70))*(S11-95)/3+InterpolateXY(O11,P11,'South East Qld Peaking Factors'!$S$55:$AF$55,'South East Qld Peaking Factors'!$R$56:$R$70,'South East Qld Peaking Factors'!$S$56:$AF$70),IF(S11>90,(InterpolateXY(O11,P11,'South East Qld Peaking Factors'!$S$55:$AF$55,'South East Qld Peaking Factors'!$R$56:$R$70,'South East Qld Peaking Factors'!$S$56:$AF$70)-InterpolateXY(O11,P11,'South East Qld Peaking Factors'!$S$71:$AF$71,'South East Qld Peaking Factors'!$R$72:$R$86,'South East Qld Peaking Factors'!$S$72:$AF$86))*(S11-90)/5+InterpolateXY(O11,P11,'South East Qld Peaking Factors'!$S$71:$AF$71,'South East Qld Peaking Factors'!$R$72:$R$86,'South East Qld Peaking Factors'!$S$72:$AF$86),IF(S11>80,(InterpolateXY(O11,P11,'South East Qld Peaking Factors'!$S$71:$AF$71,'South East Qld Peaking Factors'!$R$72:$R$86,'South East Qld Peaking Factors'!$S$72:$AF$86)-InterpolateXY(O11,P11,'South East Qld Peaking Factors'!$S$87:$AF$87,'South East Qld Peaking Factors'!$R$88:$R$102,'South East Qld Peaking Factors'!$S$88:$AF$102))*(S11-80)/10+InterpolateXY(O11,P11,'South East Qld Peaking Factors'!$S$87:$AF$87,'South East Qld Peaking Factors'!$R$88:$R$102,'South East Qld Peaking Factors'!$S$88:$AF$102),IF(S11>70,(InterpolateXY(O11,P11,'South East Qld Peaking Factors'!$S$87:$AF$87,'South East Qld Peaking Factors'!$R$88:$R$102,'South East Qld Peaking Factors'!$S$88:$AF$102)-InterpolateXY(O11,P11,'South East Qld Peaking Factors'!$S$103:$AF$103,'South East Qld Peaking Factors'!$R$104:$R$118,'South East Qld Peaking Factors'!$S$104:$AF$118))*(S11-70)/10+InterpolateXY(O11,P11,'South East Qld Peaking Factors'!$S$103:$AF$103,'South East Qld Peaking Factors'!$R$104:$R$118,'South East Qld Peaking Factors'!$S$104:$AF$118),IF(S11>60,(InterpolateXY(O11,P11,'South East Qld Peaking Factors'!$S$103:$AF$103,'South East Qld Peaking Factors'!$R$104:$R$118,'South East Qld Peaking Factors'!$S$104:$AF$118)-InterpolateXY(O11,P11,'South East Qld Peaking Factors'!$S$119:$AF$119,'South East Qld Peaking Factors'!$R$120:$R$134,'South East Qld Peaking Factors'!$S$120:$AF$134))*(S11-60)/10+InterpolateXY(O11,P11,'South East Qld Peaking Factors'!$S$119:$AF$119,'South East Qld Peaking Factors'!$R$120:$R$134,'South East Qld Peaking Factors'!$S$120:$AF$134),IF(S11>50,(InterpolateXY(O11,P11,'South East Qld Peaking Factors'!$S$119:$AF$119,'South East Qld Peaking Factors'!$R$120:$R$134,'South East Qld Peaking Factors'!$S$120:$AF$134)-1)*(S11-50)/10+1,1))))))))))","v":1.4038064636199119},-8.8797938870551138E-2,{"$f":"'Reservoir Storage'!J$34","v":15},2.9435951687950999,{"$f":"'Reservoir Storage'!J$35","v":1.5719974848040243},6.3909877743811991,null,5,4.9255326030240232]
[null,null,null,null,null,null,null,null,null,null,null,null,null,null,{"$f":"'Reservoir Storage'!J$23","v":9.5419999999999998},{"$f":"'Reservoir Storage'!J$26","v":11.590333333333334},{"$f":"Q11+IF('Reservoir Storage'!J$26<=15,0.5,IF('Reservoir Storage'!J$26<=30,1,2))","v":3},3.7001378000524574,99.089995352208931,{"$f":"IF($Q12=0,\" \",IF(S12>99.99,InterpolateXY(O12,P12,'South East Qld Peaking Factors'!$D$7:$Q$7,'South East Qld Peaking Factors'!$C$8:$C$22,'South East Qld Peaking Factors'!$D$8:$Q$22),IF(S12>99,(InterpolateXY(O12,P12,'South East Qld Peaking Factors'!$D$7:$Q$7,'South East Qld Peaking Factors'!$C$8:$C$22,'South East Qld Peaking Factors'!$D$8:$Q$22)- InterpolateXY(O12,P12,'South East Qld Peaking Factors'!$D$23:$Q$23,'South East Qld Peaking Factors'!$C$24:$C$38,'South East Qld Peaking Factors'!$D$24:$Q$38))*(S12-99)+ InterpolateXY(O12,P12,'South East Qld Peaking Factors'!$D$23:$Q$23,'South East Qld Peaking Factors'!$C$24:$C$38,'South East Qld Peaking Factors'!$D$24:$Q$38),IF(S12>98,(InterpolateXY(O12,P12,'South East Qld Peaking Factors'!$D$23:$Q$23,'South East Qld Peaking Factors'!$C$24:$C$38,'South East Qld Peaking Factors'!$D$24:$Q$38)-InterpolateXY(O12,P12,'South East Qld Peaking Factors'!$D$39:$Q$39,'South East Qld Peaking Factors'!$C$40:$C$54,'South East Qld Peaking Factors'!$D$40:$Q$54))*(S12-98)+ InterpolateXY(O12,P12,'South East Qld Peaking Factors'!$D$39:$Q$39,'South East Qld Peaking Factors'!$C$40:$C$54,'South East Qld Peaking Factors'!$D$40:$Q$54),IF(S12>95,(InterpolateXY(O12,P12,'South East Qld Peaking Factors'!$D$39:$Q$39,'South East Qld Peaking Factors'!$C$40:$C$54,'South East Qld Peaking Factors'!$D$40:$Q$54)-InterpolateXY(O12,P12,'South East Qld Peaking Factors'!$D$55:$Q$55,'South East Qld Peaking Factors'!$C$56:$C$70,'South East Qld Peaking Factors'!$D$56:$Q$70))*(S12-95)/3+InterpolateXY(O12,P12,'South East Qld Peaking Factors'!$D$55:$Q$55,'South East Qld Peaking Factors'!$C$56:$C$70,'South East Qld Peaking Factors'!$D$56:$Q$70),IF(S12>90,(InterpolateXY(O12,P12,'South East Qld Peaking Factors'!$D$55:$Q$55,'South East Qld Peaking Factors'!$C$56:$C$70,'South East Qld Peaking Factors'!$D$56:$Q$70)-InterpolateXY(O12,P12,'South East Qld Peaking Factors'!$D$71:$Q$71,'South East Qld Peaking Factors'!$C$72:$C$86,'South East Qld Peaking Factors'!$D$72:$Q$86))*(S12-90)/5+InterpolateXY(O12,P12,'South East Qld Peaking Factors'!$D$71:$Q$71,'South East Qld Peaking Factors'!$C$72:$C$86,'South East Qld Peaking Factors'!$D$72:$Q$86),IF(S12>80,(InterpolateXY(O12,P12,'South East Qld Peaking Factors'!$D$71:$Q$71,'South East Qld Peaking Factors'!$C$72:$C$86,'South East Qld Peaking Factors'!$D$72:$Q$86)-InterpolateXY(O12,P12,'South East Qld Peaking Factors'!$D$87:$Q$87,'South East Qld Peaking Factors'!$C$88:$C$102,'South East Qld Peaking Factors'!$D$88:$Q$102))*(S12-80)/10+InterpolateXY(O12,P12,'South East Qld Peaking Factors'!$D$87:$Q$87,'South East Qld Peaking Factors'!$C$88:$C$102,'South East Qld Peaking Factors'!$D$88:$Q$102),IF(S12>70,(InterpolateXY(O12,P12,'South East Qld Peaking Factors'!$D$87:$Q$87,'South East Qld Peaking Factors'!$C$88:$C$102,'South East Qld Peaking Factors'!$D$88:$Q$102)-InterpolateXY(O12,P12,'South East Qld Peaking Factors'!$D$103:$Q$103,'South East Qld Peaking Factors'!$C$104:$C$118,'South East Qld Peaking Factors'!$D$104:$Q$118))*(S12-70)/10+InterpolateXY(O12,P12,'South East Qld Peaking Factors'!$D$103:$Q$103,'South East Qld Peaking Factors'!$C$104:$C$118,'South East Qld Peaking Factors'!$D$104:$Q$118),IF(S12>60,(InterpolateXY(O12,P12,'South East Qld Peaking Factors'!$D$103:$Q$103,'South East Qld Peaking Factors'!$C$104:$C$118,'South East Qld Peaking Factors'!$D$104:$Q$118)-InterpolateXY(O12,P12,'South East Qld Peaking Factors'!$D$119:$Q$119,'South East Qld Peaking Factors'!$C$120:$C$134,'South East Qld Peaking Factors'!$D$120:$Q$134))*(S12-60)/10+InterpolateXY(O12,P12,'South East Qld Peaking Factors'!$D$119:$Q$119,'South East Qld Peaking Factors'!$C$120:$C$134,'South East Qld Peaking Factors'!$D$120:$Q$134),IF(S12>50,(InterpolateXY(O12,P12,'South East Qld Peaking Factors'!$D$119:$Q$119,'South East Qld Peaking Factors'!$C$120:$C$134,'South East Qld Peaking Factors'!$D$120:$Q$134)-1)*(S12-50)/10+1,1))))))))))","v":1.7875600826121609},{"$f":"IF($Q12=0,\" \",IF(S12>99.99,InterpolateXY(O12,P12,'South East Qld Peaking Factors'!$S$7:$AF$7,'South East Qld Peaking Factors'!$R$8:$R$22,'South East Qld Peaking Factors'!$S$8:$AF$22),IF(S12>99,(InterpolateXY(O12,P12,'South East Qld Peaking Factors'!$S$7:$AF$7,'South East Qld Peaking Factors'!$R$8:$R$22,'South East Qld Peaking Factors'!$S$8:$AF$22)- InterpolateXY(O12,P12,'South East Qld Peaking Factors'!$S$23:$AF$23,'South East Qld Peaking Factors'!$R$24:$R$38,'South East Qld Peaking Factors'!$S$24:$AF$38))*(S12-99)+ InterpolateXY(O12,P12,'South East Qld Peaking Factors'!$S$23:$AF$23,'South East Qld Peaking Factors'!$R$24:$R$38,'South East Qld Peaking Factors'!$S$24:$AF$38),IF(S12>98,(InterpolateXY(O12,P12,'South East Qld Peaking Factors'!$S$23:$AF$23,'South East Qld Peaking Factors'!$R$24:$R$38,'South East Qld Peaking Factors'!$S$24:$AF$38)-InterpolateXY(O12,P12,'South East Qld Peaking Factors'!$S$39:$AF$39,'South East Qld Peaking Factors'!$R$40:$R$54,'South East Qld Peaking Factors'!$S$40:$AF$54))*(S12-98)+ InterpolateXY(O12,P12,'South East Qld Peaking Factors'!$S$39:$AF$39,'South East Qld Peaking Factors'!$R$40:$R$54,'South East Qld Peaking Factors'!$S$40:$AF$54),IF(S12>95,(InterpolateXY(O12,P12,'South East Qld Peaking Factors'!$S$39:$AF$39,'South East Qld Peaking Factors'!$R$40:$R$54,'South East Qld Peaking Factors'!$S$40:$AF$54)-InterpolateXY(O12,P12,'South East Qld Peaking Factors'!$S$55:$AF$55,'South East Qld Peaking Factors'!$R$56:$R$70,'South East Qld Peaking Factors'!$S$56:$AF$70))*(S12-95)/3+InterpolateXY(O12,P12,'South East Qld Peaking Factors'!$S$55:$AF$55,'South East Qld Peaking Factors'!$R$56:$R$70,'South East Qld Peaking Factors'!$S$56:$AF$70),IF(S12>90,(InterpolateXY(O12,P12,'South East Qld Peaking Factors'!$S$55:$AF$55,'South East Qld Peaking Factors'!$R$56:$R$70,'South East Qld Peaking Factors'!$S$56:$AF$70)-InterpolateXY(O12,P12,'South East Qld Peaking Factors'!$S$71:$AF$71,'South East Qld Peaking Factors'!$R$72:$R$86,'South East Qld Peaking Factors'!$S$72:$AF$86))*(S12-90)/5+InterpolateXY(O12,P12,'South East Qld Peaking Factors'!$S$71:$AF$71,'South East Qld Peaking Factors'!$R$72:$R$86,'South East Qld Peaking Factors'!$S$72:$AF$86),IF(S12>80,(InterpolateXY(O12,P12,'South East Qld Peaking Factors'!$S$71:$AF$71,'South East Qld Peaking Factors'!$R$72:$R$86,'South East Qld Peaking Factors'!$S$72:$AF$86)-InterpolateXY(O12,P12,'South East Qld Peaking Factors'!$S$87:$AF$87,'South East Qld Peaking Factors'!$R$88:$R$102,'South East Qld Peaking Factors'!$S$88:$AF$102))*(S12-80)/10+InterpolateXY(O12,P12,'South East Qld Peaking Factors'!$S$87:$AF$87,'South East Qld Peaking Factors'!$R$88:$R$102,'South East Qld Peaking Factors'!$S$88:$AF$102),IF(S12>70,(InterpolateXY(O12,P12,'South East Qld Peaking Factors'!$S$87:$AF$87,'South East Qld Peaking Factors'!$R$88:$R$102,'South East Qld Peaking Factors'!$S$88:$AF$102)-InterpolateXY(O12,P12,'South East Qld Peaking Factors'!$S$103:$AF$103,'South East Qld Peaking Factors'!$R$104:$R$118,'South East Qld Peaking Factors'!$S$104:$AF$118))*(S12-70)/10+InterpolateXY(O12,P12,'South East Qld Peaking Factors'!$S$103:$AF$103,'South East Qld Peaking Factors'!$R$104:$R$118,'South East Qld Peaking Factors'!$S$104:$AF$118),IF(S12>60,(InterpolateXY(O12,P12,'South East Qld Peaking Factors'!$S$103:$AF$103,'South East Qld Peaking Factors'!$R$104:$R$118,'South East Qld Peaking Factors'!$S$104:$AF$118)-InterpolateXY(O12,P12,'South East Qld Peaking Factors'!$S$119:$AF$119,'South East Qld Peaking Factors'!$R$120:$R$134,'South East Qld Peaking Factors'!$S$120:$AF$134))*(S12-60)/10+InterpolateXY(O12,P12,'South East Qld Peaking Factors'!$S$119:$AF$119,'South East Qld Peaking Factors'!$R$120:$R$134,'South East Qld Peaking Factors'!$S$120:$AF$134),IF(S12>50,(InterpolateXY(O12,P12,'South East Qld Peaking Factors'!$S$119:$AF$119,'South East Qld Peaking Factors'!$R$120:$R$134,'South East Qld Peaking Factors'!$S$120:$AF$134)-1)*(S12-50)/10+1,1))))))))))","v":1.4041955928640726},-7.0971182653286613E-2,{"$f":"'Reservoir Storage'!J$34","v":15},2.1671182954367723,{"$f":"'Reservoir Storage'!J$35","v":1.5719974848040243},4.795872092673382,null,10,7.261561095402028]
[null,null,null,null,null,null,null,null,null,null,null,null,null,null,{"$f":"'Reservoir Storage'!J$23","v":9.5419999999999998},{"$f":"'Reservoir Storage'!J$26","v":11.590333333333334},{"$f":"Q12+IF('Reservoir Storage'!J$26<=15,0.5,IF('Reservoir Storage'!J$26<=30,1,2))","v":3.5},4.0337418459170085,97.975455359999629,{"$f":"IF($Q13=0,\" \",IF(S13>99.99,InterpolateXY(O13,P13,'South East Qld Peaking Factors'!$D$7:$Q$7,'South East Qld Peaking Factors'!$C$8:$C$22,'South East Qld Peaking Factors'!$D$8:$Q$22),IF(S13>99,(InterpolateXY(O13,P13,'South East Qld Peaking Factors'!$D$7:$Q$7,'South East Qld Peaking Factors'!$C$8:$C$22,'South East Qld Peaking Factors'!$D$8:$Q$22)- InterpolateXY(O13,P13,'South East Qld Peaking Factors'!$D$23:$Q$23,'South East Qld Peaking Factors'!$C$24:$C$38,'South East Qld Peaking Factors'!$D$24:$Q$38))*(S13-99)+ InterpolateXY(O13,P13,'South East Qld Peaking Factors'!$D$23:$Q$23,'South East Qld Peaking Factors'!$C$24:$C$38,'South East Qld Peaking Factors'!$D$24:$Q$38),IF(S13>98,(InterpolateXY(O13,P13,'South East Qld Peaking Factors'!$D$23:$Q$23,'South East Qld Peaking Factors'!$C$24:$C$38,'South East Qld Peaking Factors'!$D$24:$Q$38)-InterpolateXY(O13,P13,'South East Qld Peaking Factors'!$D$39:$Q$39,'South East Qld Peaking Factors'!$C$40:$C$54,'South East Qld Peaking Factors'!$D$40:$Q$54))*(S13-98)+ InterpolateXY(O13,P13,'South East Qld Peaking Factors'!$D$39:$Q$39,'South East Qld Peaking Factors'!$C$40:$C$54,'South East Qld Peaking Factors'!$D$40:$Q$54),IF(S13>95,(InterpolateXY(O13,P13,'South East Qld Peaking Factors'!$D$39:$Q$39,'South East Qld Peaking Factors'!$C$40:$C$54,'South East Qld Peaking Factors'!$D$40:$Q$54)-InterpolateXY(O13,P13,'South East Qld Peaking Factors'!$D$55:$Q$55,'South East Qld Peaking Factors'!$C$56:$C$70,'South East Qld Peaking Factors'!$D$56:$Q$70))*(S13-95)/3+InterpolateXY(O13,P13,'South East Qld Peaking Factors'!$D$55:$Q$55,'South East Qld Peaking Factors'!$C$56:$C$70,'South East Qld Peaking Factors'!$D$56:$Q$70),IF(S13>90,(InterpolateXY(O13,P13,'South East Qld Peaking Factors'!$D$55:$Q$55,'South East Qld Peaking Factors'!$C$56:$C$70,'South East Qld Peaking Factors'!$D$56:$Q$70)-InterpolateXY(O13,P13,'South East Qld Peaking Factors'!$D$71:$Q$71,'South East Qld Peaking Factors'!$C$72:$C$86,'South East Qld Peaking Factors'!$D$72:$Q$86))*(S13-90)/5+InterpolateXY(O13,P13,'South East Qld Peaking Factors'!$D$71:$Q$71,'South East Qld Peaking Factors'!$C$72:$C$86,'South East Qld Peaking Factors'!$D$72:$Q$86),IF(S13>80,(InterpolateXY(O13,P13,'South East Qld Peaking Factors'!$D$71:$Q$71,'South East Qld Peaking Factors'!$C$72:$C$86,'South East Qld Peaking Factors'!$D$72:$Q$86)-InterpolateXY(O13,P13,'South East Qld Peaking Factors'!$D$87:$Q$87,'South East Qld Peaking Factors'!$C$88:$C$102,'South East Qld Peaking Factors'!$D$88:$Q$102))*(S13-80)/10+InterpolateXY(O13,P13,'South East Qld Peaking Factors'!$D$87:$Q$87,'South East Qld Peaking Factors'!$C$88:$C$102,'South East Qld Peaking Factors'!$D$88:$Q$102),IF(S13>70,(InterpolateXY(O13,P13,'South East Qld Peaking Factors'!$D$87:$Q$87,'South East Qld Peaking Factors'!$C$88:$C$102,'South East Qld Peaking Factors'!$D$88:$Q$102)-InterpolateXY(O13,P13,'South East Qld Peaking Factors'!$D$103:$Q$103,'South East Qld Peaking Factors'!$C$104:$C$118,'South East Qld Peaking Factors'!$D$104:$Q$118))*(S13-70)/10+InterpolateXY(O13,P13,'South East Qld Peaking Factors'!$D$103:$Q$103,'South East Qld Peaking Factors'!$C$104:$C$118,'South East Qld Peaking Factors'!$D$104:$Q$118),IF(S13>60,(InterpolateXY(O13,P13,'South East Qld Peaking Factors'!$D$103:$Q$103,'South East Qld Peaking Factors'!$C$104:$C$118,'South East Qld Peaking Factors'!$D$104:$Q$118)-InterpolateXY(O13,P13,'South East Qld Peaking Factors'!$D$119:$Q$119,'South East Qld Peaking Factors'!$C$120:$C$134,'South East Qld Peaking Factors'!$D$120:$Q$134))*(S13-60)/10+InterpolateXY(O13,P13,'South East Qld Peaking Factors'!$D$119:$Q$119,'South East Qld Peaking Factors'!$C$120:$C$134,'South East Qld Peaking Factors'!$D$120:$Q$134),IF(S13>50,(InterpolateXY(O13,P13,'South East Qld Peaking Factors'!$D$119:$Q$119,'South East Qld Peaking Factors'!$C$120:$C$134,'South East Qld Peaking Factors'!$D$120:$Q$134)-1)*(S13-50)/10+1,1))))))))))","v":1.6702743199363119},{"$f":"IF($Q13=0,\" \",IF(S13>99.99,InterpolateXY(O13,P13,'South East Qld Peaking Factors'!$S$7:$AF$7,'South East Qld Peaking Factors'!$R$8:$R$22,'South East Qld Peaking Factors'!$S$8:$AF$22),IF(S13>99,(InterpolateXY(O13,P13,'South East Qld Peaking Factors'!$S$7:$AF$7,'South East Qld Peaking Factors'!$R$8:$R$22,'South East Qld Peaking Factors'!$S$8:$AF$22)- InterpolateXY(O13,P13,'South East Qld Peaking Factors'!$S$23:$AF$23,'South East Qld Peaking Factors'!$R$24:$R$38,'South East Qld Peaking Factors'!$S$24:$AF$38))*(S13-99)+ InterpolateXY(O13,P13,'South East Qld Peaking Factors'!$S$23:$AF$23,'South East Qld Peaking Factors'!$R$24:$R$38,'South East Qld Peaking Factors'!$S$24:$AF$38),IF(S13>98,(InterpolateXY(O13,P13,'South East Qld Peaking Factors'!$S$23:$AF$23,'South East Qld Peaking Factors'!$R$24:$R$38,'South East Qld Peaking Factors'!$S$24:$AF$38)-InterpolateXY(O13,P13,'South East Qld Peaking Factors'!$S$39:$AF$39,'South East Qld Peaking Factors'!$R$40:$R$54,'South East Qld Peaking Factors'!$S$40:$AF$54))*(S13-98)+ InterpolateXY(O13,P13,'South East Qld Peaking Factors'!$S$39:$AF$39,'South East Qld Peaking Factors'!$R$40:$R$54,'South East Qld Peaking Factors'!$S$40:$AF$54),IF(S13>95,(InterpolateXY(O13,P13,'South East Qld Peaking Factors'!$S$39:$AF$39,'South East Qld Peaking Factors'!$R$40:$R$54,'South East Qld Peaking Factors'!$S$40:$AF$54)-InterpolateXY(O13,P13,'South East Qld Peaking Factors'!$S$55:$AF$55,'South East Qld Peaking Factors'!$R$56:$R$70,'South East Qld Peaking Factors'!$S$56:$AF$70))*(S13-95)/3+InterpolateXY(O13,P13,'South East Qld Peaking Factors'!$S$55:$AF$55,'South East Qld Peaking Factors'!$R$56:$R$70,'South East Qld Peaking Factors'!$S$56:$AF$70),IF(S13>90,(InterpolateXY(O13,P13,'South East Qld Peaking Factors'!$S$55:$AF$55,'South East Qld Peaking Factors'!$R$56:$R$70,'South East Qld Peaking Factors'!$S$56:$AF$70)-InterpolateXY(O13,P13,'South East Qld Peaking Factors'!$S$71:$AF$71,'South East Qld Peaking Factors'!$R$72:$R$86,'South East Qld Peaking Factors'!$S$72:$AF$86))*(S13-90)/5+InterpolateXY(O13,P13,'South East Qld Peaking Factors'!$S$71:$AF$71,'South East Qld Peaking Factors'!$R$72:$R$86,'South East Qld Peaking Factors'!$S$72:$AF$86),IF(S13>80,(InterpolateXY(O13,P13,'South East Qld Peaking Factors'!$S$71:$AF$71,'South East Qld Peaking Factors'!$R$72:$R$86,'South East Qld Peaking Factors'!$S$72:$AF$86)-InterpolateXY(O13,P13,'South East Qld Peaking Factors'!$S$87:$AF$87,'South East Qld Peaking Factors'!$R$88:$R$102,'South East Qld Peaking Factors'!$S$88:$AF$102))*(S13-80)/10+InterpolateXY(O13,P13,'South East Qld Peaking Factors'!$S$87:$AF$87,'South East Qld Peaking Factors'!$R$88:$R$102,'South East Qld Peaking Factors'!$S$88:$AF$102),IF(S13>70,(InterpolateXY(O13,P13,'South East Qld Peaking Factors'!$S$87:$AF$87,'South East Qld Peaking Factors'!$R$88:$R$102,'South East Qld Peaking Factors'!$S$88:$AF$102)-InterpolateXY(O13,P13,'South East Qld Peaking Factors'!$S$103:$AF$103,'South East Qld Peaking Factors'!$R$104:$R$118,'South East Qld Peaking Factors'!$S$104:$AF$118))*(S13-70)/10+InterpolateXY(O13,P13,'South East Qld Peaking Factors'!$S$103:$AF$103,'South East Qld Peaking Factors'!$R$104:$R$118,'South East Qld Peaking Factors'!$S$104:$AF$118),IF(S13>60,(InterpolateXY(O13,P13,'South East Qld Peaking Factors'!$S$103:$AF$103,'South East Qld Peaking Factors'!$R$104:$R$118,'South East Qld Peaking Factors'!$S$104:$AF$118)-InterpolateXY(O13,P13,'South East Qld Peaking Factors'!$S$119:$AF$119,'South East Qld Peaking Factors'!$R$120:$R$134,'South East Qld Peaking Factors'!$S$120:$AF$134))*(S13-60)/10+InterpolateXY(O13,P13,'South East Qld Peaking Factors'!$S$119:$AF$119,'South East Qld Peaking Factors'!$R$120:$R$134,'South East Qld Peaking Factors'!$S$120:$AF$134),IF(S13>50,(InterpolateXY(O13,P13,'South East Qld Peaking Factors'!$S$119:$AF$119,'South East Qld Peaking Factors'!$R$120:$R$134,'South East Qld Peaking Factors'!$S$120:$AF$134)-1)*(S13-50)/10+1,1))))))))))","v":1.4033577096027741},-5.1193779042058941E-2,{"$f":"'Reservoir Storage'!J$34","v":15},1.1711998514507529,{"$f":"'Reservoir Storage'!J$35","v":1.5719974848040243},3.4689873671265699,null,25,12.130435711726305]
[null,null,null,null,null,null,null,null,null,null,null,null,null,null,{"$f":"'Reservoir Storage'!J$23","v":9.5419999999999998},{"$f":"'Reservoir Storage'!J$26","v":11.590333333333334},{"$f":"Q13+IF('Reservoir Storage'!J$26<=15,0.5,IF('Reservoir Storage'!J$26<=30,1,2))","v":4},4.3469394501042329,96.436158371234939,{"$f":"IF($Q14=0,\" \",IF(S14>99.99,InterpolateXY(O14,P14,'South East Qld Peaking Factors'!$D$7:$Q$7,'South East Qld Peaking Factors'!$C$8:$C$22,'South East Qld Peaking Factors'!$D$8:$Q$22),IF(S14>99,(InterpolateXY(O14,P14,'South East Qld Peaking Factors'!$D$7:$Q$7,'South East Qld Peaking Factors'!$C$8:$C$22,'South East Qld Peaking Factors'!$D$8:$Q$22)- InterpolateXY(O14,P14,'South East Qld Peaking Factors'!$D$23:$Q$23,'South East Qld Peaking Factors'!$C$24:$C$38,'South East Qld Peaking Factors'!$D$24:$Q$38))*(S14-99)+ InterpolateXY(O14,P14,'South East Qld Peaking Factors'!$D$23:$Q$23,'South East Qld Peaking Factors'!$C$24:$C$38,'South East Qld Peaking Factors'!$D$24:$Q$38),IF(S14>98,(InterpolateXY(O14,P14,'South East Qld Peaking Factors'!$D$23:$Q$23,'South East Qld Peaking Factors'!$C$24:$C$38,'South East Qld Peaking Factors'!$D$24:$Q$38)-InterpolateXY(O14,P14,'South East Qld Peaking Factors'!$D$39:$Q$39,'South East Qld Peaking Factors'!$C$40:$C$54,'South East Qld Peaking Factors'!$D$40:$Q$54))*(S14-98)+ InterpolateXY(O14,P14,'South East Qld Peaking Factors'!$D$39:$Q$39,'South East Qld Peaking Factors'!$C$40:$C$54,'South East Qld Peaking Factors'!$D$40:$Q$54),IF(S14>95,(InterpolateXY(O14,P14,'South East Qld Peaking Factors'!$D$39:$Q$39,'South East Qld Peaking Factors'!$C$40:$C$54,'South East Qld Peaking Factors'!$D$40:$Q$54)-InterpolateXY(O14,P14,'South East Qld Peaking Factors'!$D$55:$Q$55,'South East Qld Peaking Factors'!$C$56:$C$70,'South East Qld Peaking Factors'!$D$56:$Q$70))*(S14-95)/3+InterpolateXY(O14,P14,'South East Qld Peaking Factors'!$D$55:$Q$55,'South East Qld Peaking Factors'!$C$56:$C$70,'South East Qld Peaking Factors'!$D$56:$Q$70),IF(S14>90,(InterpolateXY(O14,P14,'South East Qld Peaking Factors'!$D$55:$Q$55,'South East Qld Peaking Factors'!$C$56:$C$70,'South East Qld Peaking Factors'!$D$56:$Q$70)-InterpolateXY(O14,P14,'South East Qld Peaking Factors'!$D$71:$Q$71,'South East Qld Peaking Factors'!$C$72:$C$86,'South East Qld Peaking Factors'!$D$72:$Q$86))*(S14-90)/5+InterpolateXY(O14,P14,'South East Qld Peaking Factors'!$D$71:$Q$71,'South East Qld Peaking Factors'!$C$72:$C$86,'South East Qld Peaking Factors'!$D$72:$Q$86),IF(S14>80,(InterpolateXY(O14,P14,'South East Qld Peaking Factors'!$D$71:$Q$71,'South East Qld Peaking Factors'!$C$72:$C$86,'South East Qld Peaking Factors'!$D$72:$Q$86)-InterpolateXY(O14,P14,'South East Qld Peaking Factors'!$D$87:$Q$87,'South East Qld Peaking Factors'!$C$88:$C$102,'South East Qld Peaking Factors'!$D$88:$Q$102))*(S14-80)/10+InterpolateXY(O14,P14,'South East Qld Peaking Factors'!$D$87:$Q$87,'South East Qld Peaking Factors'!$C$88:$C$102,'South East Qld Peaking Factors'!$D$88:$Q$102),IF(S14>70,(InterpolateXY(O14,P14,'South East Qld Peaking Factors'!$D$87:$Q$87,'South East Qld Peaking Factors'!$C$88:$C$102,'South East Qld Peaking Factors'!$D$88:$Q$102)-InterpolateXY(O14,P14,'South East Qld Peaking Factors'!$D$103:$Q$103,'South East Qld Peaking Factors'!$C$104:$C$118,'South East Qld Peaking Factors'!$D$104:$Q$118))*(S14-70)/10+InterpolateXY(O14,P14,'South East Qld Peaking Factors'!$D$103:$Q$103,'South East Qld Peaking Factors'!$C$104:$C$118,'South East Qld Peaking Factors'!$D$104:$Q$118),IF(S14>60,(InterpolateXY(O14,P14,'South East Qld Peaking Factors'!$D$103:$Q$103,'South East Qld Peaking Factors'!$C$104:$C$118,'South East Qld Peaking Factors'!$D$104:$Q$118)-InterpolateXY(O14,P14,'South East Qld Peaking Factors'!$D$119:$Q$119,'South East Qld Peaking Factors'!$C$120:$C$134,'South East Qld Peaking Factors'!$D$120:$Q$134))*(S14-60)/10+InterpolateXY(O14,P14,'South East Qld Peaking Factors'!$D$119:$Q$119,'South East Qld Peaking Factors'!$C$120:$C$134,'South East Qld Peaking Factors'!$D$120:$Q$134),IF(S14>50,(InterpolateXY(O14,P14,'South East Qld Peaking Factors'!$D$119:$Q$119,'South East Qld Peaking Factors'!$C$120:$C$134,'South East Qld Peaking Factors'!$D$120:$Q$134)-1)*(S14-50)/10+1,1))))))))))","v":1.5979096226470253},{"$f":"IF($Q14=0,\" \",IF(S14>99.99,InterpolateXY(O14,P14,'South East Qld Peaking Factors'!$S$7:$AF$7,'South East Qld Peaking Factors'!$R$8:$R$22,'South East Qld Peaking Factors'!$S$8:$AF$22),IF(S14>99,(InterpolateXY(O14,P14,'South East Qld Peaking Factors'!$S$7:$AF$7,'South East Qld Peaking Factors'!$R$8:$R$22,'South East Qld Peaking Factors'!$S$8:$AF$22)- InterpolateXY(O14,P14,'South East Qld Peaking Factors'!$S$23:$AF$23,'South East Qld Peaking Factors'!$R$24:$R$38,'South East Qld Peaking Factors'!$S$24:$AF$38))*(S14-99)+ InterpolateXY(O14,P14,'South East Qld Peaking Factors'!$S$23:$AF$23,'South East Qld Peaking Factors'!$R$24:$R$38,'South East Qld Peaking Factors'!$S$24:$AF$38),IF(S14>98,(InterpolateXY(O14,P14,'South East Qld Peaking Factors'!$S$23:$AF$23,'South East Qld Peaking Factors'!$R$24:$R$38,'South East Qld Peaking Factors'!$S$24:$AF$38)-InterpolateXY(O14,P14,'South East Qld Peaking Factors'!$S$39:$AF$39,'South East Qld Peaking Factors'!$R$40:$R$54,'South East Qld Peaking Factors'!$S$40:$AF$54))*(S14-98)+ InterpolateXY(O14,P14,'South East Qld Peaking Factors'!$S$39:$AF$39,'South East Qld Peaking Factors'!$R$40:$R$54,'South East Qld Peaking Factors'!$S$40:$AF$54),IF(S14>95,(InterpolateXY(O14,P14,'South East Qld Peaking Factors'!$S$39:$AF$39,'South East Qld Peaking Factors'!$R$40:$R$54,'South East Qld Peaking Factors'!$S$40:$AF$54)-InterpolateXY(O14,P14,'South East Qld Peaking Factors'!$S$55:$AF$55,'South East Qld Peaking Factors'!$R$56:$R$70,'South East Qld Peaking Factors'!$S$56:$AF$70))*(S14-95)/3+InterpolateXY(O14,P14,'South East Qld Peaking Factors'!$S$55:$AF$55,'South East Qld Peaking Factors'!$R$56:$R$70,'South East Qld Peaking Factors'!$S$56:$AF$70),IF(S14>90,(InterpolateXY(O14,P14,'South East Qld Peaking Factors'!$S$55:$AF$55,'South East Qld Peaking Factors'!$R$56:$R$70,'South East Qld Peaking Factors'!$S$56:$AF$70)-InterpolateXY(O14,P14,'South East Qld Peaking Factors'!$S$71:$AF$71,'South East Qld Peaking Factors'!$R$72:$R$86,'South East Qld Peaking Factors'!$S$72:$AF$86))*(S14-90)/5+InterpolateXY(O14,P14,'South East Qld Peaking Factors'!$S$71:$AF$71,'South East Qld Peaking Factors'!$R$72:$R$86,'South East Qld Peaking Factors'!$S$72:$AF$86),IF(S14>80,(InterpolateXY(O14,P14,'South East Qld Peaking Factors'!$S$71:$AF$71,'South East Qld Peaking Factors'!$R$72:$R$86,'South East Qld Peaking Factors'!$S$72:$AF$86)-InterpolateXY(O14,P14,'South East Qld Peaking Factors'!$S$87:$AF$87,'South East Qld Peaking Factors'!$R$88:$R$102,'South East Qld Peaking Factors'!$S$88:$AF$102))*(S14-80)/10+InterpolateXY(O14,P14,'South East Qld Peaking Factors'!$S$87:$AF$87,'South East Qld Peaking Factors'!$R$88:$R$102,'South East Qld Peaking Factors'!$S$88:$AF$102),IF(S14>70,(InterpolateXY(O14,P14,'South East Qld Peaking Factors'!$S$87:$AF$87,'South East Qld Peaking Factors'!$R$88:$R$102,'South East Qld Peaking Factors'!$S$88:$AF$102)-InterpolateXY(O14,P14,'South East Qld Peaking Factors'!$S$103:$AF$103,'South East Qld Peaking Factors'!$R$104:$R$118,'South East Qld Peaking Factors'!$S$104:$AF$118))*(S14-70)/10+InterpolateXY(O14,P14,'South East Qld Peaking Factors'!$S$103:$AF$103,'South East Qld Peaking Factors'!$R$104:$R$118,'South East Qld Peaking Factors'!$S$104:$AF$118),IF(S14>60,(InterpolateXY(O14,P14,'South East Qld Peaking Factors'!$S$103:$AF$103,'South East Qld Peaking Factors'!$R$104:$R$118,'South East Qld Peaking Factors'!$S$104:$AF$118)-InterpolateXY(O14,P14,'South East Qld Peaking Factors'!$S$119:$AF$119,'South East Qld Peaking Factors'!$R$120:$R$134,'South East Qld Peaking Factors'!$S$120:$AF$134))*(S14-60)/10+InterpolateXY(O14,P14,'South East Qld Peaking Factors'!$S$119:$AF$119,'South East Qld Peaking Factors'!$R$120:$R$134,'South East Qld Peaking Factors'!$S$120:$AF$134),IF(S14>50,(InterpolateXY(O14,P14,'South East Qld Peaking Factors'!$S$119:$AF$119,'South East Qld Peaking Factors'!$R$120:$R$134,'South East Qld Peaking Factors'!$S$120:$AF$134)-1)*(S14-50)/10+1,1))))))))))","v":1.3854204852431296},-4.1953635786302311E-2,{"$f":"'Reservoir Storage'!J$34","v":15},0.53158834281724909,{"$f":"'Reservoir Storage'!J$35","v":1.5719974848040243},3.0660174969936937,null,50,17.883527962126763]
[null,null,null,null,null,null,null,null,null,null,null,null,null,null,{"$f":"'Reservoir Storage'!J$23","v":9.5419999999999998},{"$f":"'Reservoir Storage'!J$26","v":11.590333333333334},{"$f":"Q14+IF('Reservoir Storage'!J$26<=15,0.5,IF('Reservoir Storage'!J$26<=30,1,2))","v":4.5},4.6433241564025973,94.567756638341862,{"$f":"IF($Q15=0,\" \",IF(S15>99.99,InterpolateXY(O15,P15,'South East Qld Peaking Factors'!$D$7:$Q$7,'South East Qld Peaking Factors'!$C$8:$C$22,'South East Qld Peaking Factors'!$D$8:$Q$22),IF(S15>99,(InterpolateXY(O15,P15,'South East Qld Peaking Factors'!$D$7:$Q$7,'South East Qld Peaking Factors'!$C$8:$C$22,'South East Qld Peaking Factors'!$D$8:$Q$22)- InterpolateXY(O15,P15,'South East Qld Peaking Factors'!$D$23:$Q$23,'South East Qld Peaking Factors'!$C$24:$C$38,'South East Qld Peaking Factors'!$D$24:$Q$38))*(S15-99)+ InterpolateXY(O15,P15,'South East Qld Peaking Factors'!$D$23:$Q$23,'South East Qld Peaking Factors'!$C$24:$C$38,'South East Qld Peaking Factors'!$D$24:$Q$38),IF(S15>98,(InterpolateXY(O15,P15,'South East Qld Peaking Factors'!$D$23:$Q$23,'South East Qld Peaking Factors'!$C$24:$C$38,'South East Qld Peaking Factors'!$D$24:$Q$38)-InterpolateXY(O15,P15,'South East Qld Peaking Factors'!$D$39:$Q$39,'South East Qld Peaking Factors'!$C$40:$C$54,'South East Qld Peaking Factors'!$D$40:$Q$54))*(S15-98)+ InterpolateXY(O15,P15,'South East Qld Peaking Factors'!$D$39:$Q$39,'South East Qld Peaking Factors'!$C$40:$C$54,'South East Qld Peaking Factors'!$D$40:$Q$54),IF(S15>95,(InterpolateXY(O15,P15,'South East Qld Peaking Factors'!$D$39:$Q$39,'South East Qld Peaking Factors'!$C$40:$C$54,'South East Qld Peaking Factors'!$D$40:$Q$54)-InterpolateXY(O15,P15,'South East Qld Peaking Factors'!$D$55:$Q$55,'South East Qld Peaking Factors'!$C$56:$C$70,'South East Qld Peaking Factors'!$D$56:$Q$70))*(S15-95)/3+InterpolateXY(O15,P15,'South East Qld Peaking Factors'!$D$55:$Q$55,'South East Qld Peaking Factors'!$C$56:$C$70,'South East Qld Peaking Factors'!$D$56:$Q$70),IF(S15>90,(InterpolateXY(O15,P15,'South East Qld Peaking Factors'!$D$55:$Q$55,'South East Qld Peaking Factors'!$C$56:$C$70,'South East Qld Peaking Factors'!$D$56:$Q$70)-InterpolateXY(O15,P15,'South East Qld Peaking Factors'!$D$71:$Q$71,'South East Qld Peaking Factors'!$C$72:$C$86,'South East Qld Peaking Factors'!$D$72:$Q$86))*(S15-90)/5+InterpolateXY(O15,P15,'South East Qld Peaking Factors'!$D$71:$Q$71,'South East Qld Peaking Factors'!$C$72:$C$86,'South East Qld Peaking Factors'!$D$72:$Q$86),IF(S15>80,(InterpolateXY(O15,P15,'South East Qld Peaking Factors'!$D$71:$Q$71,'South East Qld Peaking Factors'!$C$72:$C$86,'South East Qld Peaking Factors'!$D$72:$Q$86)-InterpolateXY(O15,P15,'South East Qld Peaking Factors'!$D$87:$Q$87,'South East Qld Peaking Factors'!$C$88:$C$102,'South East Qld Peaking Factors'!$D$88:$Q$102))*(S15-80)/10+InterpolateXY(O15,P15,'South East Qld Peaking Factors'!$D$87:$Q$87,'South East Qld Peaking Factors'!$C$88:$C$102,'South East Qld Peaking Factors'!$D$88:$Q$102),IF(S15>70,(InterpolateXY(O15,P15,'South East Qld Peaking Factors'!$D$87:$Q$87,'South East Qld Peaking Factors'!$C$88:$C$102,'South East Qld Peaking Factors'!$D$88:$Q$102)-InterpolateXY(O15,P15,'South East Qld Peaking Factors'!$D$103:$Q$103,'South East Qld Peaking Factors'!$C$104:$C$118,'South East Qld Peaking Factors'!$D$104:$Q$118))*(S15-70)/10+InterpolateXY(O15,P15,'South East Qld Peaking Factors'!$D$103:$Q$103,'South East Qld Peaking Factors'!$C$104:$C$118,'South East Qld Peaking Factors'!$D$104:$Q$118),IF(S15>60,(InterpolateXY(O15,P15,'South East Qld Peaking Factors'!$D$103:$Q$103,'South East Qld Peaking Factors'!$C$104:$C$118,'South East Qld Peaking Factors'!$D$104:$Q$118)-InterpolateXY(O15,P15,'South East Qld Peaking Factors'!$D$119:$Q$119,'South East Qld Peaking Factors'!$C$120:$C$134,'South East Qld Peaking Factors'!$D$120:$Q$134))*(S15-60)/10+InterpolateXY(O15,P15,'South East Qld Peaking Factors'!$D$119:$Q$119,'South East Qld Peaking Factors'!$C$120:$C$134,'South East Qld Peaking Factors'!$D$120:$Q$134),IF(S15>50,(InterpolateXY(O15,P15,'South East Qld Peaking Factors'!$D$119:$Q$119,'South East Qld Peaking Factors'!$C$120:$C$134,'South East Qld Peaking Factors'!$D$120:$Q$134)-1)*(S15-50)/10+1,1))))))))))","v":1.5181110485420173},{"$f":"IF($Q15=0,\" \",IF(S15>99.99,InterpolateXY(O15,P15,'South East Qld Peaking Factors'!$S$7:$AF$7,'South East Qld Peaking Factors'!$R$8:$R$22,'South East Qld Peaking Factors'!$S$8:$AF$22),IF(S15>99,(InterpolateXY(O15,P15,'South East Qld Peaking Factors'!$S$7:$AF$7,'South East Qld Peaking Factors'!$R$8:$R$22,'South East Qld Peaking Factors'!$S$8:$AF$22)- InterpolateXY(O15,P15,'South East Qld Peaking Factors'!$S$23:$AF$23,'South East Qld Peaking Factors'!$R$24:$R$38,'South East Qld Peaking Factors'!$S$24:$AF$38))*(S15-99)+ InterpolateXY(O15,P15,'South East Qld Peaking Factors'!$S$23:$AF$23,'South East Qld Peaking Factors'!$R$24:$R$38,'South East Qld Peaking Factors'!$S$24:$AF$38),IF(S15>98,(InterpolateXY(O15,P15,'South East Qld Peaking Factors'!$S$23:$AF$23,'South East Qld Peaking Factors'!$R$24:$R$38,'South East Qld Peaking Factors'!$S$24:$AF$38)-InterpolateXY(O15,P15,'South East Qld Peaking Factors'!$S$39:$AF$39,'South East Qld Peaking Factors'!$R$40:$R$54,'South East Qld Peaking Factors'!$S$40:$AF$54))*(S15-98)+ InterpolateXY(O15,P15,'South East Qld Peaking Factors'!$S$39:$AF$39,'South East Qld Peaking Factors'!$R$40:$R$54,'South East Qld Peaking Factors'!$S$40:$AF$54),IF(S15>95,(InterpolateXY(O15,P15,'South East Qld Peaking Factors'!$S$39:$AF$39,'South East Qld Peaking Factors'!$R$40:$R$54,'South East Qld Peaking Factors'!$S$40:$AF$54)-InterpolateXY(O15,P15,'South East Qld Peaking Factors'!$S$55:$AF$55,'South East Qld Peaking Factors'!$R$56:$R$70,'South East Qld Peaking Factors'!$S$56:$AF$70))*(S15-95)/3+InterpolateXY(O15,P15,'South East Qld Peaking Factors'!$S$55:$AF$55,'South East Qld Peaking Factors'!$R$56:$R$70,'South East Qld Peaking Factors'!$S$56:$AF$70),IF(S15>90,(InterpolateXY(O15,P15,'South East Qld Peaking Factors'!$S$55:$AF$55,'South East Qld Peaking Factors'!$R$56:$R$70,'South East Qld Peaking Factors'!$S$56:$AF$70)-InterpolateXY(O15,P15,'South East Qld Peaking Factors'!$S$71:$AF$71,'South East Qld Peaking Factors'!$R$72:$R$86,'South East Qld Peaking Factors'!$S$72:$AF$86))*(S15-90)/5+InterpolateXY(O15,P15,'South East Qld Peaking Factors'!$S$71:$AF$71,'South East Qld Peaking Factors'!$R$72:$R$86,'South East Qld Peaking Factors'!$S$72:$AF$86),IF(S15>80,(InterpolateXY(O15,P15,'South East Qld Peaking Factors'!$S$71:$AF$71,'South East Qld Peaking Factors'!$R$72:$R$86,'South East Qld Peaking Factors'!$S$72:$AF$86)-InterpolateXY(O15,P15,'South East Qld Peaking Factors'!$S$87:$AF$87,'South East Qld Peaking Factors'!$R$88:$R$102,'South East Qld Peaking Factors'!$S$88:$AF$102))*(S15-80)/10+InterpolateXY(O15,P15,'South East Qld Peaking Factors'!$S$87:$AF$87,'South East Qld Peaking Factors'!$R$88:$R$102,'South East Qld Peaking Factors'!$S$88:$AF$102),IF(S15>70,(InterpolateXY(O15,P15,'South East Qld Peaking Factors'!$S$87:$AF$87,'South East Qld Peaking Factors'!$R$88:$R$102,'South East Qld Peaking Factors'!$S$88:$AF$102)-InterpolateXY(O15,P15,'South East Qld Peaking Factors'!$S$103:$AF$103,'South East Qld Peaking Factors'!$R$104:$R$118,'South East Qld Peaking Factors'!$S$104:$AF$118))*(S15-70)/10+InterpolateXY(O15,P15,'South East Qld Peaking Factors'!$S$103:$AF$103,'South East Qld Peaking Factors'!$R$104:$R$118,'South East Qld Peaking Factors'!$S$104:$AF$118),IF(S15>60,(InterpolateXY(O15,P15,'South East Qld Peaking Factors'!$S$103:$AF$103,'South East Qld Peaking Factors'!$R$104:$R$118,'South East Qld Peaking Factors'!$S$104:$AF$118)-InterpolateXY(O15,P15,'South East Qld Peaking Factors'!$S$119:$AF$119,'South East Qld Peaking Factors'!$R$120:$R$134,'South East Qld Peaking Factors'!$S$120:$AF$134))*(S15-60)/10+InterpolateXY(O15,P15,'South East Qld Peaking Factors'!$S$119:$AF$119,'South East Qld Peaking Factors'!$R$120:$R$134,'South East Qld Peaking Factors'!$S$120:$AF$134),IF(S15>50,(InterpolateXY(O15,P15,'South East Qld Peaking Factors'!$S$119:$AF$119,'South East Qld Peaking Factors'!$R$120:$R$134,'South East Qld Peaking Factors'!$S$120:$AF$134)-1)*(S15-50)/10+1,1))))))))))","v":1.3584700695045568},-3.2667234715568656E-2,{"$f":"'Reservoir Storage'!J$34","v":15},0.12437639409384896,{"$f":"'Reservoir Storage'!J$35","v":1.5719974848040243},2.9570927050997131,null,100,26.365134771128151]
[null,null,null,null,null,null,null,null,null,null,null,null,null,null,{"$f":"'Reservoir Storage'!J$23","v":9.5419999999999998},{"$f":"'Reservoir Storage'!J$26","v":11.590333333333334},{"$f":"Q15+IF('Reservoir Storage'!J$26<=15,0.5,IF('Reservoir Storage'!J$26<=30,1,2))","v":5},4.9255326030240232,92.470248461346742,{"$f":"IF($Q16=0,\" \",IF(S16>99.99,InterpolateXY(O16,P16,'South East Qld Peaking Factors'!$D$7:$Q$7,'South East Qld Peaking Factors'!$C$8:$C$22,'South East Qld Peaking Factors'!$D$8:$Q$22),IF(S16>99,(InterpolateXY(O16,P16,'South East Qld Peaking Factors'!$D$7:$Q$7,'South East Qld Peaking Factors'!$C$8:$C$22,'South East Qld Peaking Factors'!$D$8:$Q$22)- InterpolateXY(O16,P16,'South East Qld Peaking Factors'!$D$23:$Q$23,'South East Qld Peaking Factors'!$C$24:$C$38,'South East Qld Peaking Factors'!$D$24:$Q$38))*(S16-99)+ InterpolateXY(O16,P16,'South East Qld Peaking Factors'!$D$23:$Q$23,'South East Qld Peaking Factors'!$C$24:$C$38,'South East Qld Peaking Factors'!$D$24:$Q$38),IF(S16>98,(InterpolateXY(O16,P16,'South East Qld Peaking Factors'!$D$23:$Q$23,'South East Qld Peaking Factors'!$C$24:$C$38,'South East Qld Peaking Factors'!$D$24:$Q$38)-InterpolateXY(O16,P16,'South East Qld Peaking Factors'!$D$39:$Q$39,'South East Qld Peaking Factors'!$C$40:$C$54,'South East Qld Peaking Factors'!$D$40:$Q$54))*(S16-98)+ InterpolateXY(O16,P16,'South East Qld Peaking Factors'!$D$39:$Q$39,'South East Qld Peaking Factors'!$C$40:$C$54,'South East Qld Peaking Factors'!$D$40:$Q$54),IF(S16>95,(InterpolateXY(O16,P16,'South East Qld Peaking Factors'!$D$39:$Q$39,'South East Qld Peaking Factors'!$C$40:$C$54,'South East Qld Peaking Factors'!$D$40:$Q$54)-InterpolateXY(O16,P16,'South East Qld Peaking Factors'!$D$55:$Q$55,'South East Qld Peaking Factors'!$C$56:$C$70,'South East Qld Peaking Factors'!$D$56:$Q$70))*(S16-95)/3+InterpolateXY(O16,P16,'South East Qld Peaking Factors'!$D$55:$Q$55,'South East Qld Peaking Factors'!$C$56:$C$70,'South East Qld Peaking Factors'!$D$56:$Q$70),IF(S16>90,(InterpolateXY(O16,P16,'South East Qld Peaking Factors'!$D$55:$Q$55,'South East Qld Peaking Factors'!$C$56:$C$70,'South East Qld Peaking Factors'!$D$56:$Q$70)-InterpolateXY(O16,P16,'South East Qld Peaking Factors'!$D$71:$Q$71,'South East Qld Peaking Factors'!$C$72:$C$86,'South East Qld Peaking Factors'!$D$72:$Q$86))*(S16-90)/5+InterpolateXY(O16,P16,'South East Qld Peaking Factors'!$D$71:$Q$71,'South East Qld Peaking Factors'!$C$72:$C$86,'South East Qld Peaking Factors'!$D$72:$Q$86),IF(S16>80,(InterpolateXY(O16,P16,'South East Qld Peaking Factors'!$D$71:$Q$71,'South East Qld Peaking Factors'!$C$72:$C$86,'South East Qld Peaking Factors'!$D$72:$Q$86)-InterpolateXY(O16,P16,'South East Qld Peaking Factors'!$D$87:$Q$87,'South East Qld Peaking Factors'!$C$88:$C$102,'South East Qld Peaking Factors'!$D$88:$Q$102))*(S16-80)/10+InterpolateXY(O16,P16,'South East Qld Peaking Factors'!$D$87:$Q$87,'South East Qld Peaking Factors'!$C$88:$C$102,'South East Qld Peaking Factors'!$D$88:$Q$102),IF(S16>70,(InterpolateXY(O16,P16,'South East Qld Peaking Factors'!$D$87:$Q$87,'South East Qld Peaking Factors'!$C$88:$C$102,'South East Qld Peaking Factors'!$D$88:$Q$102)-InterpolateXY(O16,P16,'South East Qld Peaking Factors'!$D$103:$Q$103,'South East Qld Peaking Factors'!$C$104:$C$118,'South East Qld Peaking Factors'!$D$104:$Q$118))*(S16-70)/10+InterpolateXY(O16,P16,'South East Qld Peaking Factors'!$D$103:$Q$103,'South East Qld Peaking Factors'!$C$104:$C$118,'South East Qld Peaking Factors'!$D$104:$Q$118),IF(S16>60,(InterpolateXY(O16,P16,'South East Qld Peaking Factors'!$D$103:$Q$103,'South East Qld Peaking Factors'!$C$104:$C$118,'South East Qld Peaking Factors'!$D$104:$Q$118)-InterpolateXY(O16,P16,'South East Qld Peaking Factors'!$D$119:$Q$119,'South East Qld Peaking Factors'!$C$120:$C$134,'South East Qld Peaking Factors'!$D$120:$Q$134))*(S16-60)/10+InterpolateXY(O16,P16,'South East Qld Peaking Factors'!$D$119:$Q$119,'South East Qld Peaking Factors'!$C$120:$C$134,'South East Qld Peaking Factors'!$D$120:$Q$134),IF(S16>50,(InterpolateXY(O16,P16,'South East Qld Peaking Factors'!$D$119:$Q$119,'South East Qld Peaking Factors'!$C$120:$C$134,'South East Qld Peaking Factors'!$D$120:$Q$134)-1)*(S16-50)/10+1,1))))))))))","v":1.4585084840562024},{"$f":"IF($Q16=0,\" \",IF(S16>99.99,InterpolateXY(O16,P16,'South East Qld Peaking Factors'!$S$7:$AF$7,'South East Qld Peaking Factors'!$R$8:$R$22,'South East Qld Peaking Factors'!$S$8:$AF$22),IF(S16>99,(InterpolateXY(O16,P16,'South East Qld Peaking Factors'!$S$7:$AF$7,'South East Qld Peaking Factors'!$R$8:$R$22,'South East Qld Peaking Factors'!$S$8:$AF$22)- InterpolateXY(O16,P16,'South East Qld Peaking Factors'!$S$23:$AF$23,'South East Qld Peaking Factors'!$R$24:$R$38,'South East Qld Peaking Factors'!$S$24:$AF$38))*(S16-99)+ InterpolateXY(O16,P16,'South East Qld Peaking Factors'!$S$23:$AF$23,'South East Qld Peaking Factors'!$R$24:$R$38,'South East Qld Peaking Factors'!$S$24:$AF$38),IF(S16>98,(InterpolateXY(O16,P16,'South East Qld Peaking Factors'!$S$23:$AF$23,'South East Qld Peaking Factors'!$R$24:$R$38,'South East Qld Peaking Factors'!$S$24:$AF$38)-InterpolateXY(O16,P16,'South East Qld Peaking Factors'!$S$39:$AF$39,'South East Qld Peaking Factors'!$R$40:$R$54,'South East Qld Peaking Factors'!$S$40:$AF$54))*(S16-98)+ InterpolateXY(O16,P16,'South East Qld Peaking Factors'!$S$39:$AF$39,'South East Qld Peaking Factors'!$R$40:$R$54,'South East Qld Peaking Factors'!$S$40:$AF$54),IF(S16>95,(InterpolateXY(O16,P16,'South East Qld Peaking Factors'!$S$39:$AF$39,'South East Qld Peaking Factors'!$R$40:$R$54,'South East Qld Peaking Factors'!$S$40:$AF$54)-InterpolateXY(O16,P16,'South East Qld Peaking Factors'!$S$55:$AF$55,'South East Qld Peaking Factors'!$R$56:$R$70,'South East Qld Peaking Factors'!$S$56:$AF$70))*(S16-95)/3+InterpolateXY(O16,P16,'South East Qld Peaking Factors'!$S$55:$AF$55,'South East Qld Peaking Factors'!$R$56:$R$70,'South East Qld Peaking Factors'!$S$56:$AF$70),IF(S16>90,(InterpolateXY(O16,P16,'South East Qld Peaking Factors'!$S$55:$AF$55,'South East Qld Peaking Factors'!$R$56:$R$70,'South East Qld Peaking Factors'!$S$56:$AF$70)-InterpolateXY(O16,P16,'South East Qld Peaking Factors'!$S$71:$AF$71,'South East Qld Peaking Factors'!$R$72:$R$86,'South East Qld Peaking Factors'!$S$72:$AF$86))*(S16-90)/5+InterpolateXY(O16,P16,'South East Qld Peaking Factors'!$S$71:$AF$71,'South East Qld Peaking Factors'!$R$72:$R$86,'South East Qld Peaking Factors'!$S$72:$AF$86),IF(S16>80,(InterpolateXY(O16,P16,'South East Qld Peaking Factors'!$S$71:$AF$71,'South East Qld Peaking Factors'!$R$72:$R$86,'South East Qld Peaking Factors'!$S$72:$AF$86)-InterpolateXY(O16,P16,'South East Qld Peaking Factors'!$S$87:$AF$87,'South East Qld Peaking Factors'!$R$88:$R$102,'South East Qld Peaking Factors'!$S$88:$AF$102))*(S16-80)/10+InterpolateXY(O16,P16,'South East Qld Peaking Factors'!$S$87:$AF$87,'South East Qld Peaking Factors'!$R$88:$R$102,'South East Qld Peaking Factors'!$S$88:$AF$102),IF(S16>70,(InterpolateXY(O16,P16,'South East Qld Peaking Factors'!$S$87:$AF$87,'South East Qld Peaking Factors'!$R$88:$R$102,'South East Qld Peaking Factors'!$S$88:$AF$102)-InterpolateXY(O16,P16,'South East Qld Peaking Factors'!$S$103:$AF$103,'South East Qld Peaking Factors'!$R$104:$R$118,'South East Qld Peaking Factors'!$S$104:$AF$118))*(S16-70)/10+InterpolateXY(O16,P16,'South East Qld Peaking Factors'!$S$103:$AF$103,'South East Qld Peaking Factors'!$R$104:$R$118,'South East Qld Peaking Factors'!$S$104:$AF$118),IF(S16>60,(InterpolateXY(O16,P16,'South East Qld Peaking Factors'!$S$103:$AF$103,'South East Qld Peaking Factors'!$R$104:$R$118,'South East Qld Peaking Factors'!$S$104:$AF$118)-InterpolateXY(O16,P16,'South East Qld Peaking Factors'!$S$119:$AF$119,'South East Qld Peaking Factors'!$R$120:$R$134,'South East Qld Peaking Factors'!$S$120:$AF$134))*(S16-60)/10+InterpolateXY(O16,P16,'South East Qld Peaking Factors'!$S$119:$AF$119,'South East Qld Peaking Factors'!$R$120:$R$134,'South East Qld Peaking Factors'!$S$120:$AF$134),IF(S16>50,(InterpolateXY(O16,P16,'South East Qld Peaking Factors'!$S$119:$AF$119,'South East Qld Peaking Factors'!$R$120:$R$134,'South East Qld Peaking Factors'!$S$120:$AF$134)-1)*(S16-50)/10+1,1))))))))))","v":1.3089004124115338},-3.1820241591373741E-2,{"$f":"'Reservoir Storage'!J$34","v":15},3.4350686945984046E-2,{"$f":"'Reservoir Storage'!J$35","v":1.5719974848040243},3.0038272683150211,null,200,38.869306602805494]
[null,null,null,null,null,null,null,null,null,null,null,null,null,null,{"$f":"'Reservoir Storage'!J$23","v":9.5419999999999998},{"$f":"'Reservoir Storage'!J$26","v":11.590333333333334},{"$f":"Q16+IF('Reservoir Storage'!J$26<=15,0.5,IF('Reservoir Storage'!J$26<=30,1,2))","v":5.5},5.1955688195442997,90.229868404099193,{"$f":"IF($Q17=0,\" \",IF(S17>99.99,InterpolateXY(O17,P17,'South East Qld Peaking Factors'!$D$7:$Q$7,'South East Qld Peaking Factors'!$C$8:$C$22,'South East Qld Peaking Factors'!$D$8:$Q$22),IF(S17>99,(InterpolateXY(O17,P17,'South East Qld Peaking Factors'!$D$7:$Q$7,'South East Qld Peaking Factors'!$C$8:$C$22,'South East Qld Peaking Factors'!$D$8:$Q$22)- InterpolateXY(O17,P17,'South East Qld Peaking Factors'!$D$23:$Q$23,'South East Qld Peaking Factors'!$C$24:$C$38,'South East Qld Peaking Factors'!$D$24:$Q$38))*(S17-99)+ InterpolateXY(O17,P17,'South East Qld Peaking Factors'!$D$23:$Q$23,'South East Qld Peaking Factors'!$C$24:$C$38,'South East Qld Peaking Factors'!$D$24:$Q$38),IF(S17>98,(InterpolateXY(O17,P17,'South East Qld Peaking Factors'!$D$23:$Q$23,'South East Qld Peaking Factors'!$C$24:$C$38,'South East Qld Peaking Factors'!$D$24:$Q$38)-InterpolateXY(O17,P17,'South East Qld Peaking Factors'!$D$39:$Q$39,'South East Qld Peaking Factors'!$C$40:$C$54,'South East Qld Peaking Factors'!$D$40:$Q$54))*(S17-98)+ InterpolateXY(O17,P17,'South East Qld Peaking Factors'!$D$39:$Q$39,'South East Qld Peaking Factors'!$C$40:$C$54,'South East Qld Peaking Factors'!$D$40:$Q$54),IF(S17>95,(InterpolateXY(O17,P17,'South East Qld Peaking Factors'!$D$39:$Q$39,'South East Qld Peaking Factors'!$C$40:$C$54,'South East Qld Peaking Factors'!$D$40:$Q$54)-InterpolateXY(O17,P17,'South East Qld Peaking Factors'!$D$55:$Q$55,'South East Qld Peaking Factors'!$C$56:$C$70,'South East Qld Peaking Factors'!$D$56:$Q$70))*(S17-95)/3+InterpolateXY(O17,P17,'South East Qld Peaking Factors'!$D$55:$Q$55,'South East Qld Peaking Factors'!$C$56:$C$70,'South East Qld Peaking Factors'!$D$56:$Q$70),IF(S17>90,(InterpolateXY(O17,P17,'South East Qld Peaking Factors'!$D$55:$Q$55,'South East Qld Peaking Factors'!$C$56:$C$70,'South East Qld Peaking Factors'!$D$56:$Q$70)-InterpolateXY(O17,P17,'South East Qld Peaking Factors'!$D$71:$Q$71,'South East Qld Peaking Factors'!$C$72:$C$86,'South East Qld Peaking Factors'!$D$72:$Q$86))*(S17-90)/5+InterpolateXY(O17,P17,'South East Qld Peaking Factors'!$D$71:$Q$71,'South East Qld Peaking Factors'!$C$72:$C$86,'South East Qld Peaking Factors'!$D$72:$Q$86),IF(S17>80,(InterpolateXY(O17,P17,'South East Qld Peaking Factors'!$D$71:$Q$71,'South East Qld Peaking Factors'!$C$72:$C$86,'South East Qld Peaking Factors'!$D$72:$Q$86)-InterpolateXY(O17,P17,'South East Qld Peaking Factors'!$D$87:$Q$87,'South East Qld Peaking Factors'!$C$88:$C$102,'South East Qld Peaking Factors'!$D$88:$Q$102))*(S17-80)/10+InterpolateXY(O17,P17,'South East Qld Peaking Factors'!$D$87:$Q$87,'South East Qld Peaking Factors'!$C$88:$C$102,'South East Qld Peaking Factors'!$D$88:$Q$102),IF(S17>70,(InterpolateXY(O17,P17,'South East Qld Peaking Factors'!$D$87:$Q$87,'South East Qld Peaking Factors'!$C$88:$C$102,'South East Qld Peaking Factors'!$D$88:$Q$102)-InterpolateXY(O17,P17,'South East Qld Peaking Factors'!$D$103:$Q$103,'South East Qld Peaking Factors'!$C$104:$C$118,'South East Qld Peaking Factors'!$D$104:$Q$118))*(S17-70)/10+InterpolateXY(O17,P17,'South East Qld Peaking Factors'!$D$103:$Q$103,'South East Qld Peaking Factors'!$C$104:$C$118,'South East Qld Peaking Factors'!$D$104:$Q$118),IF(S17>60,(InterpolateXY(O17,P17,'South East Qld Peaking Factors'!$D$103:$Q$103,'South East Qld Peaking Factors'!$C$104:$C$118,'South East Qld Peaking Factors'!$D$104:$Q$118)-InterpolateXY(O17,P17,'South East Qld Peaking Factors'!$D$119:$Q$119,'South East Qld Peaking Factors'!$C$120:$C$134,'South East Qld Peaking Factors'!$D$120:$Q$134))*(S17-60)/10+InterpolateXY(O17,P17,'South East Qld Peaking Factors'!$D$119:$Q$119,'South East Qld Peaking Factors'!$C$120:$C$134,'South East Qld Peaking Factors'!$D$120:$Q$134),IF(S17>50,(InterpolateXY(O17,P17,'South East Qld Peaking Factors'!$D$119:$Q$119,'South East Qld Peaking Factors'!$C$120:$C$134,'South East Qld Peaking Factors'!$D$120:$Q$134)-1)*(S17-50)/10+1,1))))))))))","v":1.3948460877426256},{"$f":"IF($Q17=0,\" \",IF(S17>99.99,InterpolateXY(O17,P17,'South East Qld Peaking Factors'!$S$7:$AF$7,'South East Qld Peaking Factors'!$R$8:$R$22,'South East Qld Peaking Factors'!$S$8:$AF$22),IF(S17>99,(InterpolateXY(O17,P17,'South East Qld Peaking Factors'!$S$7:$AF$7,'South East Qld Peaking Factors'!$R$8:$R$22,'South East Qld Peaking Factors'!$S$8:$AF$22)- InterpolateXY(O17,P17,'South East Qld Peaking Factors'!$S$23:$AF$23,'South East Qld Peaking Factors'!$R$24:$R$38,'South East Qld Peaking Factors'!$S$24:$AF$38))*(S17-99)+ InterpolateXY(O17,P17,'South East Qld Peaking Factors'!$S$23:$AF$23,'South East Qld Peaking Factors'!$R$24:$R$38,'South East Qld Peaking Factors'!$S$24:$AF$38),IF(S17>98,(InterpolateXY(O17,P17,'South East Qld Peaking Factors'!$S$23:$AF$23,'South East Qld Peaking Factors'!$R$24:$R$38,'South East Qld Peaking Factors'!$S$24:$AF$38)-InterpolateXY(O17,P17,'South East Qld Peaking Factors'!$S$39:$AF$39,'South East Qld Peaking Factors'!$R$40:$R$54,'South East Qld Peaking Factors'!$S$40:$AF$54))*(S17-98)+ InterpolateXY(O17,P17,'South East Qld Peaking Factors'!$S$39:$AF$39,'South East Qld Peaking Factors'!$R$40:$R$54,'South East Qld Peaking Factors'!$S$40:$AF$54),IF(S17>95,(InterpolateXY(O17,P17,'South East Qld Peaking Factors'!$S$39:$AF$39,'South East Qld Peaking Factors'!$R$40:$R$54,'South East Qld Peaking Factors'!$S$40:$AF$54)-InterpolateXY(O17,P17,'South East Qld Peaking Factors'!$S$55:$AF$55,'South East Qld Peaking Factors'!$R$56:$R$70,'South East Qld Peaking Factors'!$S$56:$AF$70))*(S17-95)/3+InterpolateXY(O17,P17,'South East Qld Peaking Factors'!$S$55:$AF$55,'South East Qld Peaking Factors'!$R$56:$R$70,'South East Qld Peaking Factors'!$S$56:$AF$70),IF(S17>90,(InterpolateXY(O17,P17,'South East Qld Peaking Factors'!$S$55:$AF$55,'South East Qld Peaking Factors'!$R$56:$R$70,'South East Qld Peaking Factors'!$S$56:$AF$70)-InterpolateXY(O17,P17,'South East Qld Peaking Factors'!$S$71:$AF$71,'South East Qld Peaking Factors'!$R$72:$R$86,'South East Qld Peaking Factors'!$S$72:$AF$86))*(S17-90)/5+InterpolateXY(O17,P17,'South East Qld Peaking Factors'!$S$71:$AF$71,'South East Qld Peaking Factors'!$R$72:$R$86,'South East Qld Peaking Factors'!$S$72:$AF$86),IF(S17>80,(InterpolateXY(O17,P17,'South East Qld Peaking Factors'!$S$71:$AF$71,'South East Qld Peaking Factors'!$R$72:$R$86,'South East Qld Peaking Factors'!$S$72:$AF$86)-InterpolateXY(O17,P17,'South East Qld Peaking Factors'!$S$87:$AF$87,'South East Qld Peaking Factors'!$R$88:$R$102,'South East Qld Peaking Factors'!$S$88:$AF$102))*(S17-80)/10+InterpolateXY(O17,P17,'South East Qld Peaking Factors'!$S$87:$AF$87,'South East Qld Peaking Factors'!$R$88:$R$102,'South East Qld Peaking Factors'!$S$88:$AF$102),IF(S17>70,(InterpolateXY(O17,P17,'South East Qld Peaking Factors'!$S$87:$AF$87,'South East Qld Peaking Factors'!$R$88:$R$102,'South East Qld Peaking Factors'!$S$88:$AF$102)-InterpolateXY(O17,P17,'South East Qld Peaking Factors'!$S$103:$AF$103,'South East Qld Peaking Factors'!$R$104:$R$118,'South East Qld Peaking Factors'!$S$104:$AF$118))*(S17-70)/10+InterpolateXY(O17,P17,'South East Qld Peaking Factors'!$S$103:$AF$103,'South East Qld Peaking Factors'!$R$104:$R$118,'South East Qld Peaking Factors'!$S$104:$AF$118),IF(S17>60,(InterpolateXY(O17,P17,'South East Qld Peaking Factors'!$S$103:$AF$103,'South East Qld Peaking Factors'!$R$104:$R$118,'South East Qld Peaking Factors'!$S$104:$AF$118)-InterpolateXY(O17,P17,'South East Qld Peaking Factors'!$S$119:$AF$119,'South East Qld Peaking Factors'!$R$120:$R$134,'South East Qld Peaking Factors'!$S$120:$AF$134))*(S17-60)/10+InterpolateXY(O17,P17,'South East Qld Peaking Factors'!$S$119:$AF$119,'South East Qld Peaking Factors'!$R$120:$R$134,'South East Qld Peaking Factors'!$S$120:$AF$134),IF(S17>50,(InterpolateXY(O17,P17,'South East Qld Peaking Factors'!$S$119:$AF$119,'South East Qld Peaking Factors'!$R$120:$R$134,'South East Qld Peaking Factors'!$S$120:$AF$134)-1)*(S17-50)/10+1,1))))))))))","v":1.2559543155076802},-3.0838664055059885E-2,{"$f":"'Reservoir Storage'!J$34","v":15},7.5004444128978194E-3,{"$f":"'Reservoir Storage'!J$35","v":1.5719974848040243},3.0205238061114867,null,500,64.931165449156993]
[null,null,null,null,null,null,null,null,null,null,null,null,null,null,{"$f":"'Reservoir Storage'!J$23","v":9.5419999999999998},{"$f":"'Reservoir Storage'!J$26","v":11.590333333333334},{"$f":"Q17+IF('Reservoir Storage'!J$26<=15,0.5,IF('Reservoir Storage'!J$26<=30,1,2))","v":6},5.4549992583525535,87.914546142463678,{"$f":"IF($Q18=0,\" \",IF(S18>99.99,InterpolateXY(O18,P18,'South East Qld Peaking Factors'!$D$7:$Q$7,'South East Qld Peaking Factors'!$C$8:$C$22,'South East Qld Peaking Factors'!$D$8:$Q$22),IF(S18>99,(InterpolateXY(O18,P18,'South East Qld Peaking Factors'!$D$7:$Q$7,'South East Qld Peaking Factors'!$C$8:$C$22,'South East Qld Peaking Factors'!$D$8:$Q$22)- InterpolateXY(O18,P18,'South East Qld Peaking Factors'!$D$23:$Q$23,'South East Qld Peaking Factors'!$C$24:$C$38,'South East Qld Peaking Factors'!$D$24:$Q$38))*(S18-99)+ InterpolateXY(O18,P18,'South East Qld Peaking Factors'!$D$23:$Q$23,'South East Qld Peaking Factors'!$C$24:$C$38,'South East Qld Peaking Factors'!$D$24:$Q$38),IF(S18>98,(InterpolateXY(O18,P18,'South East Qld Peaking Factors'!$D$23:$Q$23,'South East Qld Peaking Factors'!$C$24:$C$38,'South East Qld Peaking Factors'!$D$24:$Q$38)-InterpolateXY(O18,P18,'South East Qld Peaking Factors'!$D$39:$Q$39,'South East Qld Peaking Factors'!$C$40:$C$54,'South East Qld Peaking Factors'!$D$40:$Q$54))*(S18-98)+ InterpolateXY(O18,P18,'South East Qld Peaking Factors'!$D$39:$Q$39,'South East Qld Peaking Factors'!$C$40:$C$54,'South East Qld Peaking Factors'!$D$40:$Q$54),IF(S18>95,(InterpolateXY(O18,P18,'South East Qld Peaking Factors'!$D$39:$Q$39,'South East Qld Peaking Factors'!$C$40:$C$54,'South East Qld Peaking Factors'!$D$40:$Q$54)-InterpolateXY(O18,P18,'South East Qld Peaking Factors'!$D$55:$Q$55,'South East Qld Peaking Factors'!$C$56:$C$70,'South East Qld Peaking Factors'!$D$56:$Q$70))*(S18-95)/3+InterpolateXY(O18,P18,'South East Qld Peaking Factors'!$D$55:$Q$55,'South East Qld Peaking Factors'!$C$56:$C$70,'South East Qld Peaking Factors'!$D$56:$Q$70),IF(S18>90,(InterpolateXY(O18,P18,'South East Qld Peaking Factors'!$D$55:$Q$55,'South East Qld Peaking Factors'!$C$56:$C$70,'South East Qld Peaking Factors'!$D$56:$Q$70)-InterpolateXY(O18,P18,'South East Qld Peaking Factors'!$D$71:$Q$71,'South East Qld Peaking Factors'!$C$72:$C$86,'South East Qld Peaking Factors'!$D$72:$Q$86))*(S18-90)/5+InterpolateXY(O18,P18,'South East Qld Peaking Factors'!$D$71:$Q$71,'South East Qld Peaking Factors'!$C$72:$C$86,'South East Qld Peaking Factors'!$D$72:$Q$86),IF(S18>80,(InterpolateXY(O18,P18,'South East Qld Peaking Factors'!$D$71:$Q$71,'South East Qld Peaking Factors'!$C$72:$C$86,'South East Qld Peaking Factors'!$D$72:$Q$86)-InterpolateXY(O18,P18,'South East Qld Peaking Factors'!$D$87:$Q$87,'South East Qld Peaking Factors'!$C$88:$C$102,'South East Qld Peaking Factors'!$D$88:$Q$102))*(S18-80)/10+InterpolateXY(O18,P18,'South East Qld Peaking Factors'!$D$87:$Q$87,'South East Qld Peaking Factors'!$C$88:$C$102,'South East Qld Peaking Factors'!$D$88:$Q$102),IF(S18>70,(InterpolateXY(O18,P18,'South East Qld Peaking Factors'!$D$87:$Q$87,'South East Qld Peaking Factors'!$C$88:$C$102,'South East Qld Peaking Factors'!$D$88:$Q$102)-InterpolateXY(O18,P18,'South East Qld Peaking Factors'!$D$103:$Q$103,'South East Qld Peaking Factors'!$C$104:$C$118,'South East Qld Peaking Factors'!$D$104:$Q$118))*(S18-70)/10+InterpolateXY(O18,P18,'South East Qld Peaking Factors'!$D$103:$Q$103,'South East Qld Peaking Factors'!$C$104:$C$118,'South East Qld Peaking Factors'!$D$104:$Q$118),IF(S18>60,(InterpolateXY(O18,P18,'South East Qld Peaking Factors'!$D$103:$Q$103,'South East Qld Peaking Factors'!$C$104:$C$118,'South East Qld Peaking Factors'!$D$104:$Q$118)-InterpolateXY(O18,P18,'South East Qld Peaking Factors'!$D$119:$Q$119,'South East Qld Peaking Factors'!$C$120:$C$134,'South East Qld Peaking Factors'!$D$120:$Q$134))*(S18-60)/10+InterpolateXY(O18,P18,'South East Qld Peaking Factors'!$D$119:$Q$119,'South East Qld Peaking Factors'!$C$120:$C$134,'South East Qld Peaking Factors'!$D$120:$Q$134),IF(S18>50,(InterpolateXY(O18,P18,'South East Qld Peaking Factors'!$D$119:$Q$119,'South East Qld Peaking Factors'!$C$120:$C$134,'South East Qld Peaking Factors'!$D$120:$Q$134)-1)*(S18-50)/10+1,1))))))))))","v":1.384581655763899},{"$f":"IF($Q18=0,\" \",IF(S18>99.99,InterpolateXY(O18,P18,'South East Qld Peaking Factors'!$S$7:$AF$7,'South East Qld Peaking Factors'!$R$8:$R$22,'South East Qld Peaking Factors'!$S$8:$AF$22),IF(S18>99,(InterpolateXY(O18,P18,'South East Qld Peaking Factors'!$S$7:$AF$7,'South East Qld Peaking Factors'!$R$8:$R$22,'South East Qld Peaking Factors'!$S$8:$AF$22)- InterpolateXY(O18,P18,'South East Qld Peaking Factors'!$S$23:$AF$23,'South East Qld Peaking Factors'!$R$24:$R$38,'South East Qld Peaking Factors'!$S$24:$AF$38))*(S18-99)+ InterpolateXY(O18,P18,'South East Qld Peaking Factors'!$S$23:$AF$23,'South East Qld Peaking Factors'!$R$24:$R$38,'South East Qld Peaking Factors'!$S$24:$AF$38),IF(S18>98,(InterpolateXY(O18,P18,'South East Qld Peaking Factors'!$S$23:$AF$23,'South East Qld Peaking Factors'!$R$24:$R$38,'South East Qld Peaking Factors'!$S$24:$AF$38)-InterpolateXY(O18,P18,'South East Qld Peaking Factors'!$S$39:$AF$39,'South East Qld Peaking Factors'!$R$40:$R$54,'South East Qld Peaking Factors'!$S$40:$AF$54))*(S18-98)+ InterpolateXY(O18,P18,'South East Qld Peaking Factors'!$S$39:$AF$39,'South East Qld Peaking Factors'!$R$40:$R$54,'South East Qld Peaking Factors'!$S$40:$AF$54),IF(S18>95,(InterpolateXY(O18,P18,'South East Qld Peaking Factors'!$S$39:$AF$39,'South East Qld Peaking Factors'!$R$40:$R$54,'South East Qld Peaking Factors'!$S$40:$AF$54)-InterpolateXY(O18,P18,'South East Qld Peaking Factors'!$S$55:$AF$55,'South East Qld Peaking Factors'!$R$56:$R$70,'South East Qld Peaking Factors'!$S$56:$AF$70))*(S18-95)/3+InterpolateXY(O18,P18,'South East Qld Peaking Factors'!$S$55:$AF$55,'South East Qld Peaking Factors'!$R$56:$R$70,'South East Qld Peaking Factors'!$S$56:$AF$70),IF(S18>90,(InterpolateXY(O18,P18,'South East Qld Peaking Factors'!$S$55:$AF$55,'South East Qld Peaking Factors'!$R$56:$R$70,'South East Qld Peaking Factors'!$S$56:$AF$70)-InterpolateXY(O18,P18,'South East Qld Peaking Factors'!$S$71:$AF$71,'South East Qld Peaking Factors'!$R$72:$R$86,'South East Qld Peaking Factors'!$S$72:$AF$86))*(S18-90)/5+InterpolateXY(O18,P18,'South East Qld Peaking Factors'!$S$71:$AF$71,'South East Qld Peaking Factors'!$R$72:$R$86,'South East Qld Peaking Factors'!$S$72:$AF$86),IF(S18>80,(InterpolateXY(O18,P18,'South East Qld Peaking Factors'!$S$71:$AF$71,'South East Qld Peaking Factors'!$R$72:$R$86,'South East Qld Peaking Factors'!$S$72:$AF$86)-InterpolateXY(O18,P18,'South East Qld Peaking Factors'!$S$87:$AF$87,'South East Qld Peaking Factors'!$R$88:$R$102,'South East Qld Peaking Factors'!$S$88:$AF$102))*(S18-80)/10+InterpolateXY(O18,P18,'South East Qld Peaking Factors'!$S$87:$AF$87,'South East Qld Peaking Factors'!$R$88:$R$102,'South East Qld Peaking Factors'!$S$88:$AF$102),IF(S18>70,(InterpolateXY(O18,P18,'South East Qld Peaking Factors'!$S$87:$AF$87,'South East Qld Peaking Factors'!$R$88:$R$102,'South East Qld Peaking Factors'!$S$88:$AF$102)-InterpolateXY(O18,P18,'South East Qld Peaking Factors'!$S$103:$AF$103,'South East Qld Peaking Factors'!$R$104:$R$118,'South East Qld Peaking Factors'!$S$104:$AF$118))*(S18-70)/10+InterpolateXY(O18,P18,'South East Qld Peaking Factors'!$S$103:$AF$103,'South East Qld Peaking Factors'!$R$104:$R$118,'South East Qld Peaking Factors'!$S$104:$AF$118),IF(S18>60,(InterpolateXY(O18,P18,'South East Qld Peaking Factors'!$S$103:$AF$103,'South East Qld Peaking Factors'!$R$104:$R$118,'South East Qld Peaking Factors'!$S$104:$AF$118)-InterpolateXY(O18,P18,'South East Qld Peaking Factors'!$S$119:$AF$119,'South East Qld Peaking Factors'!$R$120:$R$134,'South East Qld Peaking Factors'!$S$120:$AF$134))*(S18-60)/10+InterpolateXY(O18,P18,'South East Qld Peaking Factors'!$S$119:$AF$119,'South East Qld Peaking Factors'!$R$120:$R$134,'South East Qld Peaking Factors'!$S$120:$AF$134),IF(S18>50,(InterpolateXY(O18,P18,'South East Qld Peaking Factors'!$S$119:$AF$119,'South East Qld Peaking Factors'!$R$120:$R$134,'South East Qld Peaking Factors'!$S$120:$AF$134)-1)*(S18-50)/10+1,1))))))))))","v":1.2362720949970425},-3.3311081747693198E-2,{"$f":"'Reservoir Storage'!J$34","v":15},8.0021057509350301E-3,{"$f":"'Reservoir Storage'!J$35","v":1.5719974848040243},3.1548182242133072,null,800,84.481261134966076]
[null,null,null,null,null,null,null,null,null,null,null,null,null,null,{"$f":"'Reservoir Storage'!J$23","v":9.5419999999999998},{"$f":"'Reservoir Storage'!J$26","v":11.590333333333334},{"$f":"Q18+IF('Reservoir Storage'!J$26<=15,0.5,IF('Reservoir Storage'!J$26<=30,1,2))","v":6.5},5.7050765405665453,85.575074322414807,{"$f":"IF($Q19=0,\" \",IF(S19>99.99,InterpolateXY(O19,P19,'South East Qld Peaking Factors'!$D$7:$Q$7,'South East Qld Peaking Factors'!$C$8:$C$22,'South East Qld Peaking Factors'!$D$8:$Q$22),IF(S19>99,(InterpolateXY(O19,P19,'South East Qld Peaking Factors'!$D$7:$Q$7,'South East Qld Peaking Factors'!$C$8:$C$22,'South East Qld Peaking Factors'!$D$8:$Q$22)- InterpolateXY(O19,P19,'South East Qld Peaking Factors'!$D$23:$Q$23,'South East Qld Peaking Factors'!$C$24:$C$38,'South East Qld Peaking Factors'!$D$24:$Q$38))*(S19-99)+ InterpolateXY(O19,P19,'South East Qld Peaking Factors'!$D$23:$Q$23,'South East Qld Peaking Factors'!$C$24:$C$38,'South East Qld Peaking Factors'!$D$24:$Q$38),IF(S19>98,(InterpolateXY(O19,P19,'South East Qld Peaking Factors'!$D$23:$Q$23,'South East Qld Peaking Factors'!$C$24:$C$38,'South East Qld Peaking Factors'!$D$24:$Q$38)-InterpolateXY(O19,P19,'South East Qld Peaking Factors'!$D$39:$Q$39,'South East Qld Peaking Factors'!$C$40:$C$54,'South East Qld Peaking Factors'!$D$40:$Q$54))*(S19-98)+ InterpolateXY(O19,P19,'South East Qld Peaking Factors'!$D$39:$Q$39,'South East Qld Peaking Factors'!$C$40:$C$54,'South East Qld Peaking Factors'!$D$40:$Q$54),IF(S19>95,(InterpolateXY(O19,P19,'South East Qld Peaking Factors'!$D$39:$Q$39,'South East Qld Peaking Factors'!$C$40:$C$54,'South East Qld Peaking Factors'!$D$40:$Q$54)-InterpolateXY(O19,P19,'South East Qld Peaking Factors'!$D$55:$Q$55,'South East Qld Peaking Factors'!$C$56:$C$70,'South East Qld Peaking Factors'!$D$56:$Q$70))*(S19-95)/3+InterpolateXY(O19,P19,'South East Qld Peaking Factors'!$D$55:$Q$55,'South East Qld Peaking Factors'!$C$56:$C$70,'South East Qld Peaking Factors'!$D$56:$Q$70),IF(S19>90,(InterpolateXY(O19,P19,'South East Qld Peaking Factors'!$D$55:$Q$55,'South East Qld Peaking Factors'!$C$56:$C$70,'South East Qld Peaking Factors'!$D$56:$Q$70)-InterpolateXY(O19,P19,'South East Qld Peaking Factors'!$D$71:$Q$71,'South East Qld Peaking Factors'!$C$72:$C$86,'South East Qld Peaking Factors'!$D$72:$Q$86))*(S19-90)/5+InterpolateXY(O19,P19,'South East Qld Peaking Factors'!$D$71:$Q$71,'South East Qld Peaking Factors'!$C$72:$C$86,'South East Qld Peaking Factors'!$D$72:$Q$86),IF(S19>80,(InterpolateXY(O19,P19,'South East Qld Peaking Factors'!$D$71:$Q$71,'South East Qld Peaking Factors'!$C$72:$C$86,'South East Qld Peaking Factors'!$D$72:$Q$86)-InterpolateXY(O19,P19,'South East Qld Peaking Factors'!$D$87:$Q$87,'South East Qld Peaking Factors'!$C$88:$C$102,'South East Qld Peaking Factors'!$D$88:$Q$102))*(S19-80)/10+InterpolateXY(O19,P19,'South East Qld Peaking Factors'!$D$87:$Q$87,'South East Qld Peaking Factors'!$C$88:$C$102,'South East Qld Peaking Factors'!$D$88:$Q$102),IF(S19>70,(InterpolateXY(O19,P19,'South East Qld Peaking Factors'!$D$87:$Q$87,'South East Qld Peaking Factors'!$C$88:$C$102,'South East Qld Peaking Factors'!$D$88:$Q$102)-InterpolateXY(O19,P19,'South East Qld Peaking Factors'!$D$103:$Q$103,'South East Qld Peaking Factors'!$C$104:$C$118,'South East Qld Peaking Factors'!$D$104:$Q$118))*(S19-70)/10+InterpolateXY(O19,P19,'South East Qld Peaking Factors'!$D$103:$Q$103,'South East Qld Peaking Factors'!$C$104:$C$118,'South East Qld Peaking Factors'!$D$104:$Q$118),IF(S19>60,(InterpolateXY(O19,P19,'South East Qld Peaking Factors'!$D$103:$Q$103,'South East Qld Peaking Factors'!$C$104:$C$118,'South East Qld Peaking Factors'!$D$104:$Q$118)-InterpolateXY(O19,P19,'South East Qld Peaking Factors'!$D$119:$Q$119,'South East Qld Peaking Factors'!$C$120:$C$134,'South East Qld Peaking Factors'!$D$120:$Q$134))*(S19-60)/10+InterpolateXY(O19,P19,'South East Qld Peaking Factors'!$D$119:$Q$119,'South East Qld Peaking Factors'!$C$120:$C$134,'South East Qld Peaking Factors'!$D$120:$Q$134),IF(S19>50,(InterpolateXY(O19,P19,'South East Qld Peaking Factors'!$D$119:$Q$119,'South East Qld Peaking Factors'!$C$120:$C$134,'South East Qld Peaking Factors'!$D$120:$Q$134)-1)*(S19-50)/10+1,1))))))))))","v":1.3803945015582759},{"$f":"IF($Q19=0,\" \",IF(S19>99.99,InterpolateXY(O19,P19,'South East Qld Peaking Factors'!$S$7:$AF$7,'South East Qld Peaking Factors'!$R$8:$R$22,'South East Qld Peaking Factors'!$S$8:$AF$22),IF(S19>99,(InterpolateXY(O19,P19,'South East Qld Peaking Factors'!$S$7:$AF$7,'South East Qld Peaking Factors'!$R$8:$R$22,'South East Qld Peaking Factors'!$S$8:$AF$22)- InterpolateXY(O19,P19,'South East Qld Peaking Factors'!$S$23:$AF$23,'South East Qld Peaking Factors'!$R$24:$R$38,'South East Qld Peaking Factors'!$S$24:$AF$38))*(S19-99)+ InterpolateXY(O19,P19,'South East Qld Peaking Factors'!$S$23:$AF$23,'South East Qld Peaking Factors'!$R$24:$R$38,'South East Qld Peaking Factors'!$S$24:$AF$38),IF(S19>98,(InterpolateXY(O19,P19,'South East Qld Peaking Factors'!$S$23:$AF$23,'South East Qld Peaking Factors'!$R$24:$R$38,'South East Qld Peaking Factors'!$S$24:$AF$38)-InterpolateXY(O19,P19,'South East Qld Peaking Factors'!$S$39:$AF$39,'South East Qld Peaking Factors'!$R$40:$R$54,'South East Qld Peaking Factors'!$S$40:$AF$54))*(S19-98)+ InterpolateXY(O19,P19,'South East Qld Peaking Factors'!$S$39:$AF$39,'South East Qld Peaking Factors'!$R$40:$R$54,'South East Qld Peaking Factors'!$S$40:$AF$54),IF(S19>95,(InterpolateXY(O19,P19,'South East Qld Peaking Factors'!$S$39:$AF$39,'South East Qld Peaking Factors'!$R$40:$R$54,'South East Qld Peaking Factors'!$S$40:$AF$54)-InterpolateXY(O19,P19,'South East Qld Peaking Factors'!$S$55:$AF$55,'South East Qld Peaking Factors'!$R$56:$R$70,'South East Qld Peaking Factors'!$S$56:$AF$70))*(S19-95)/3+InterpolateXY(O19,P19,'South East Qld Peaking Factors'!$S$55:$AF$55,'South East Qld Peaking Factors'!$R$56:$R$70,'South East Qld Peaking Factors'!$S$56:$AF$70),IF(S19>90,(InterpolateXY(O19,P19,'South East Qld Peaking Factors'!$S$55:$AF$55,'South East Qld Peaking Factors'!$R$56:$R$70,'South East Qld Peaking Factors'!$S$56:$AF$70)-InterpolateXY(O19,P19,'South East Qld Peaking Factors'!$S$71:$AF$71,'South East Qld Peaking Factors'!$R$72:$R$86,'South East Qld Peaking Factors'!$S$72:$AF$86))*(S19-90)/5+InterpolateXY(O19,P19,'South East Qld Peaking Factors'!$S$71:$AF$71,'South East Qld Peaking Factors'!$R$72:$R$86,'South East Qld Peaking Factors'!$S$72:$AF$86),IF(S19>80,(InterpolateXY(O19,P19,'South East Qld Peaking Factors'!$S$71:$AF$71,'South East Qld Peaking Factors'!$R$72:$R$86,'South East Qld Peaking Factors'!$S$72:$AF$86)-InterpolateXY(O19,P19,'South East Qld Peaking Factors'!$S$87:$AF$87,'South East Qld Peaking Factors'!$R$88:$R$102,'South East Qld Peaking Factors'!$S$88:$AF$102))*(S19-80)/10+InterpolateXY(O19,P19,'South East Qld Peaking Factors'!$S$87:$AF$87,'South East Qld Peaking Factors'!$R$88:$R$102,'South East Qld Peaking Factors'!$S$88:$AF$102),IF(S19>70,(InterpolateXY(O19,P19,'South East Qld Peaking Factors'!$S$87:$AF$87,'South East Qld Peaking Factors'!$R$88:$R$102,'South East Qld Peaking Factors'!$S$88:$AF$102)-InterpolateXY(O19,P19,'South East Qld Peaking Factors'!$S$103:$AF$103,'South East Qld Peaking Factors'!$R$104:$R$118,'South East Qld Peaking Factors'!$S$104:$AF$118))*(S19-70)/10+InterpolateXY(O19,P19,'South East Qld Peaking Factors'!$S$103:$AF$103,'South East Qld Peaking Factors'!$R$104:$R$118,'South East Qld Peaking Factors'!$S$104:$AF$118),IF(S19>60,(InterpolateXY(O19,P19,'South East Qld Peaking Factors'!$S$103:$AF$103,'South East Qld Peaking Factors'!$R$104:$R$118,'South East Qld Peaking Factors'!$S$104:$AF$118)-InterpolateXY(O19,P19,'South East Qld Peaking Factors'!$S$119:$AF$119,'South East Qld Peaking Factors'!$R$120:$R$134,'South East Qld Peaking Factors'!$S$120:$AF$134))*(S19-60)/10+InterpolateXY(O19,P19,'South East Qld Peaking Factors'!$S$119:$AF$119,'South East Qld Peaking Factors'!$R$120:$R$134,'South East Qld Peaking Factors'!$S$120:$AF$134),IF(S19>50,(InterpolateXY(O19,P19,'South East Qld Peaking Factors'!$S$119:$AF$119,'South East Qld Peaking Factors'!$R$120:$R$134,'South East Qld Peaking Factors'!$S$120:$AF$134)-1)*(S19-50)/10+1,1))))))))))","v":1.2202865772705511},-3.6247116710208444E-2,{"$f":"'Reservoir Storage'!J$34","v":15},1.0007179377167521E-2,{"$f":"'Reservoir Storage'!J$35","v":1.5719974848040243},3.2984449984624495,null,1000,95.726018464527712]
[null,null,null,null,null,null,null,null,null,null,null,null,null,null,{"$f":"'Reservoir Storage'!J$23","v":9.5419999999999998},{"$f":"'Reservoir Storage'!J$26","v":11.590333333333334},{"$f":"Q19+IF('Reservoir Storage'!J$26<=15,0.5,IF('Reservoir Storage'!J$26<=30,1,2))","v":7},5.9468214339344296,83.248087627773359,{"$f":"IF($Q20=0,\" \",IF(S20>99.99,InterpolateXY(O20,P20,'South East Qld Peaking Factors'!$D$7:$Q$7,'South East Qld Peaking Factors'!$C$8:$C$22,'South East Qld Peaking Factors'!$D$8:$Q$22),IF(S20>99,(InterpolateXY(O20,P20,'South East Qld Peaking Factors'!$D$7:$Q$7,'South East Qld Peaking Factors'!$C$8:$C$22,'South East Qld Peaking Factors'!$D$8:$Q$22)- InterpolateXY(O20,P20,'South East Qld Peaking Factors'!$D$23:$Q$23,'South East Qld Peaking Factors'!$C$24:$C$38,'South East Qld Peaking Factors'!$D$24:$Q$38))*(S20-99)+ InterpolateXY(O20,P20,'South East Qld Peaking Factors'!$D$23:$Q$23,'South East Qld Peaking Factors'!$C$24:$C$38,'South East Qld Peaking Factors'!$D$24:$Q$38),IF(S20>98,(InterpolateXY(O20,P20,'South East Qld Peaking Factors'!$D$23:$Q$23,'South East Qld Peaking Factors'!$C$24:$C$38,'South East Qld Peaking Factors'!$D$24:$Q$38)-InterpolateXY(O20,P20,'South East Qld Peaking Factors'!$D$39:$Q$39,'South East Qld Peaking Factors'!$C$40:$C$54,'South East Qld Peaking Factors'!$D$40:$Q$54))*(S20-98)+ InterpolateXY(O20,P20,'South East Qld Peaking Factors'!$D$39:$Q$39,'South East Qld Peaking Factors'!$C$40:$C$54,'South East Qld Peaking Factors'!$D$40:$Q$54),IF(S20>95,(InterpolateXY(O20,P20,'South East Qld Peaking Factors'!$D$39:$Q$39,'South East Qld Peaking Factors'!$C$40:$C$54,'South East Qld Peaking Factors'!$D$40:$Q$54)-InterpolateXY(O20,P20,'South East Qld Peaking Factors'!$D$55:$Q$55,'South East Qld Peaking Factors'!$C$56:$C$70,'South East Qld Peaking Factors'!$D$56:$Q$70))*(S20-95)/3+InterpolateXY(O20,P20,'South East Qld Peaking Factors'!$D$55:$Q$55,'South East Qld Peaking Factors'!$C$56:$C$70,'South East Qld Peaking Factors'!$D$56:$Q$70),IF(S20>90,(InterpolateXY(O20,P20,'South East Qld Peaking Factors'!$D$55:$Q$55,'South East Qld Peaking Factors'!$C$56:$C$70,'South East Qld Peaking Factors'!$D$56:$Q$70)-InterpolateXY(O20,P20,'South East Qld Peaking Factors'!$D$71:$Q$71,'South East Qld Peaking Factors'!$C$72:$C$86,'South East Qld Peaking Factors'!$D$72:$Q$86))*(S20-90)/5+InterpolateXY(O20,P20,'South East Qld Peaking Factors'!$D$71:$Q$71,'South East Qld Peaking Factors'!$C$72:$C$86,'South East Qld Peaking Factors'!$D$72:$Q$86),IF(S20>80,(InterpolateXY(O20,P20,'South East Qld Peaking Factors'!$D$71:$Q$71,'South East Qld Peaking Factors'!$C$72:$C$86,'South East Qld Peaking Factors'!$D$72:$Q$86)-InterpolateXY(O20,P20,'South East Qld Peaking Factors'!$D$87:$Q$87,'South East Qld Peaking Factors'!$C$88:$C$102,'South East Qld Peaking Factors'!$D$88:$Q$102))*(S20-80)/10+InterpolateXY(O20,P20,'South East Qld Peaking Factors'!$D$87:$Q$87,'South East Qld Peaking Factors'!$C$88:$C$102,'South East Qld Peaking Factors'!$D$88:$Q$102),IF(S20>70,(InterpolateXY(O20,P20,'South East Qld Peaking Factors'!$D$87:$Q$87,'South East Qld Peaking Factors'!$C$88:$C$102,'South East Qld Peaking Factors'!$D$88:$Q$102)-InterpolateXY(O20,P20,'South East Qld Peaking Factors'!$D$103:$Q$103,'South East Qld Peaking Factors'!$C$104:$C$118,'South East Qld Peaking Factors'!$D$104:$Q$118))*(S20-70)/10+InterpolateXY(O20,P20,'South East Qld Peaking Factors'!$D$103:$Q$103,'South East Qld Peaking Factors'!$C$104:$C$118,'South East Qld Peaking Factors'!$D$104:$Q$118),IF(S20>60,(InterpolateXY(O20,P20,'South East Qld Peaking Factors'!$D$103:$Q$103,'South East Qld Peaking Factors'!$C$104:$C$118,'South East Qld Peaking Factors'!$D$104:$Q$118)-InterpolateXY(O20,P20,'South East Qld Peaking Factors'!$D$119:$Q$119,'South East Qld Peaking Factors'!$C$120:$C$134,'South East Qld Peaking Factors'!$D$120:$Q$134))*(S20-60)/10+InterpolateXY(O20,P20,'South East Qld Peaking Factors'!$D$119:$Q$119,'South East Qld Peaking Factors'!$C$120:$C$134,'South East Qld Peaking Factors'!$D$120:$Q$134),IF(S20>50,(InterpolateXY(O20,P20,'South East Qld Peaking Factors'!$D$119:$Q$119,'South East Qld Peaking Factors'!$C$120:$C$134,'South East Qld Peaking Factors'!$D$120:$Q$134)-1)*(S20-50)/10+1,1))))))))))","v":1.3762296930568878},{"$f":"IF($Q20=0,\" \",IF(S20>99.99,InterpolateXY(O20,P20,'South East Qld Peaking Factors'!$S$7:$AF$7,'South East Qld Peaking Factors'!$R$8:$R$22,'South East Qld Peaking Factors'!$S$8:$AF$22),IF(S20>99,(InterpolateXY(O20,P20,'South East Qld Peaking Factors'!$S$7:$AF$7,'South East Qld Peaking Factors'!$R$8:$R$22,'South East Qld Peaking Factors'!$S$8:$AF$22)- InterpolateXY(O20,P20,'South East Qld Peaking Factors'!$S$23:$AF$23,'South East Qld Peaking Factors'!$R$24:$R$38,'South East Qld Peaking Factors'!$S$24:$AF$38))*(S20-99)+ InterpolateXY(O20,P20,'South East Qld Peaking Factors'!$S$23:$AF$23,'South East Qld Peaking Factors'!$R$24:$R$38,'South East Qld Peaking Factors'!$S$24:$AF$38),IF(S20>98,(InterpolateXY(O20,P20,'South East Qld Peaking Factors'!$S$23:$AF$23,'South East Qld Peaking Factors'!$R$24:$R$38,'South East Qld Peaking Factors'!$S$24:$AF$38)-InterpolateXY(O20,P20,'South East Qld Peaking Factors'!$S$39:$AF$39,'South East Qld Peaking Factors'!$R$40:$R$54,'South East Qld Peaking Factors'!$S$40:$AF$54))*(S20-98)+ InterpolateXY(O20,P20,'South East Qld Peaking Factors'!$S$39:$AF$39,'South East Qld Peaking Factors'!$R$40:$R$54,'South East Qld Peaking Factors'!$S$40:$AF$54),IF(S20>95,(InterpolateXY(O20,P20,'South East Qld Peaking Factors'!$S$39:$AF$39,'South East Qld Peaking Factors'!$R$40:$R$54,'South East Qld Peaking Factors'!$S$40:$AF$54)-InterpolateXY(O20,P20,'South East Qld Peaking Factors'!$S$55:$AF$55,'South East Qld Peaking Factors'!$R$56:$R$70,'South East Qld Peaking Factors'!$S$56:$AF$70))*(S20-95)/3+InterpolateXY(O20,P20,'South East Qld Peaking Factors'!$S$55:$AF$55,'South East Qld Peaking Factors'!$R$56:$R$70,'South East Qld Peaking Factors'!$S$56:$AF$70),IF(S20>90,(InterpolateXY(O20,P20,'South East Qld Peaking Factors'!$S$55:$AF$55,'South East Qld Peaking Factors'!$R$56:$R$70,'South East Qld Peaking Factors'!$S$56:$AF$70)-InterpolateXY(O20,P20,'South East Qld Peaking Factors'!$S$71:$AF$71,'South East Qld Peaking Factors'!$R$72:$R$86,'South East Qld Peaking Factors'!$S$72:$AF$86))*(S20-90)/5+InterpolateXY(O20,P20,'South East Qld Peaking Factors'!$S$71:$AF$71,'South East Qld Peaking Factors'!$R$72:$R$86,'South East Qld Peaking Factors'!$S$72:$AF$86),IF(S20>80,(InterpolateXY(O20,P20,'South East Qld Peaking Factors'!$S$71:$AF$71,'South East Qld Peaking Factors'!$R$72:$R$86,'South East Qld Peaking Factors'!$S$72:$AF$86)-InterpolateXY(O20,P20,'South East Qld Peaking Factors'!$S$87:$AF$87,'South East Qld Peaking Factors'!$R$88:$R$102,'South East Qld Peaking Factors'!$S$88:$AF$102))*(S20-80)/10+InterpolateXY(O20,P20,'South East Qld Peaking Factors'!$S$87:$AF$87,'South East Qld Peaking Factors'!$R$88:$R$102,'South East Qld Peaking Factors'!$S$88:$AF$102),IF(S20>70,(InterpolateXY(O20,P20,'South East Qld Peaking Factors'!$S$87:$AF$87,'South East Qld Peaking Factors'!$R$88:$R$102,'South East Qld Peaking Factors'!$S$88:$AF$102)-InterpolateXY(O20,P20,'South East Qld Peaking Factors'!$S$103:$AF$103,'South East Qld Peaking Factors'!$R$104:$R$118,'South East Qld Peaking Factors'!$S$104:$AF$118))*(S20-70)/10+InterpolateXY(O20,P20,'South East Qld Peaking Factors'!$S$103:$AF$103,'South East Qld Peaking Factors'!$R$104:$R$118,'South East Qld Peaking Factors'!$S$104:$AF$118),IF(S20>60,(InterpolateXY(O20,P20,'South East Qld Peaking Factors'!$S$103:$AF$103,'South East Qld Peaking Factors'!$R$104:$R$118,'South East Qld Peaking Factors'!$S$104:$AF$118)-InterpolateXY(O20,P20,'South East Qld Peaking Factors'!$S$119:$AF$119,'South East Qld Peaking Factors'!$R$120:$R$134,'South East Qld Peaking Factors'!$S$120:$AF$134))*(S20-60)/10+InterpolateXY(O20,P20,'South East Qld Peaking Factors'!$S$119:$AF$119,'South East Qld Peaking Factors'!$R$120:$R$134,'South East Qld Peaking Factors'!$S$120:$AF$134),IF(S20>50,(InterpolateXY(O20,P20,'South East Qld Peaking Factors'!$S$119:$AF$119,'South East Qld Peaking Factors'!$R$120:$R$134,'South East Qld Peaking Factors'!$S$120:$AF$134)-1)*(S20-50)/10+1,1))))))))))","v":1.2043863699084794},-3.9214852318138219E-2,{"$f":"'Reservoir Storage'!J$34","v":15},1.2134611612476561E-2,{"$f":"'Reservoir Storage'!J$35","v":1.5719974848040243},3.4368874042529955,null,5000,235.75081245235555]
[null,null,null,null,null,null,null,null,null,null,null,null,null,null,{"$f":"'Reservoir Storage'!J$23","v":9.5419999999999998},{"$f":"'Reservoir Storage'!J$26","v":11.590333333333334},{"$f":"Q20+IF('Reservoir Storage'!J$26<=15,0.5,IF('Reservoir Storage'!J$26<=30,1,2))","v":7.5},6.1810791258762752,80.959206423903794,{"$f":"IF($Q21=0,\" \",IF(S21>99.99,InterpolateXY(O21,P21,'South East Qld Peaking Factors'!$D$7:$Q$7,'South East Qld Peaking Factors'!$C$8:$C$22,'South East Qld Peaking Factors'!$D$8:$Q$22),IF(S21>99,(InterpolateXY(O21,P21,'South East Qld Peaking Factors'!$D$7:$Q$7,'South East Qld Peaking Factors'!$C$8:$C$22,'South East Qld Peaking Factors'!$D$8:$Q$22)- InterpolateXY(O21,P21,'South East Qld Peaking Factors'!$D$23:$Q$23,'South East Qld Peaking Factors'!$C$24:$C$38,'South East Qld Peaking Factors'!$D$24:$Q$38))*(S21-99)+ InterpolateXY(O21,P21,'South East Qld Peaking Factors'!$D$23:$Q$23,'South East Qld Peaking Factors'!$C$24:$C$38,'South East Qld Peaking Factors'!$D$24:$Q$38),IF(S21>98,(InterpolateXY(O21,P21,'South East Qld Peaking Factors'!$D$23:$Q$23,'South East Qld Peaking Factors'!$C$24:$C$38,'South East Qld Peaking Factors'!$D$24:$Q$38)-InterpolateXY(O21,P21,'South East Qld Peaking Factors'!$D$39:$Q$39,'South East Qld Peaking Factors'!$C$40:$C$54,'South East Qld Peaking Factors'!$D$40:$Q$54))*(S21-98)+ InterpolateXY(O21,P21,'South East Qld Peaking Factors'!$D$39:$Q$39,'South East Qld Peaking Factors'!$C$40:$C$54,'South East Qld Peaking Factors'!$D$40:$Q$54),IF(S21>95,(InterpolateXY(O21,P21,'South East Qld Peaking Factors'!$D$39:$Q$39,'South East Qld Peaking Factors'!$C$40:$C$54,'South East Qld Peaking Factors'!$D$40:$Q$54)-InterpolateXY(O21,P21,'South East Qld Peaking Factors'!$D$55:$Q$55,'South East Qld Peaking Factors'!$C$56:$C$70,'South East Qld Peaking Factors'!$D$56:$Q$70))*(S21-95)/3+InterpolateXY(O21,P21,'South East Qld Peaking Factors'!$D$55:$Q$55,'South East Qld Peaking Factors'!$C$56:$C$70,'South East Qld Peaking Factors'!$D$56:$Q$70),IF(S21>90,(InterpolateXY(O21,P21,'South East Qld Peaking Factors'!$D$55:$Q$55,'South East Qld Peaking Factors'!$C$56:$C$70,'South East Qld Peaking Factors'!$D$56:$Q$70)-InterpolateXY(O21,P21,'South East Qld Peaking Factors'!$D$71:$Q$71,'South East Qld Peaking Factors'!$C$72:$C$86,'South East Qld Peaking Factors'!$D$72:$Q$86))*(S21-90)/5+InterpolateXY(O21,P21,'South East Qld Peaking Factors'!$D$71:$Q$71,'South East Qld Peaking Factors'!$C$72:$C$86,'South East Qld Peaking Factors'!$D$72:$Q$86),IF(S21>80,(InterpolateXY(O21,P21,'South East Qld Peaking Factors'!$D$71:$Q$71,'South East Qld Peaking Factors'!$C$72:$C$86,'South East Qld Peaking Factors'!$D$72:$Q$86)-InterpolateXY(O21,P21,'South East Qld Peaking Factors'!$D$87:$Q$87,'South East Qld Peaking Factors'!$C$88:$C$102,'South East Qld Peaking Factors'!$D$88:$Q$102))*(S21-80)/10+InterpolateXY(O21,P21,'South East Qld Peaking Factors'!$D$87:$Q$87,'South East Qld Peaking Factors'!$C$88:$C$102,'South East Qld Peaking Factors'!$D$88:$Q$102),IF(S21>70,(InterpolateXY(O21,P21,'South East Qld Peaking Factors'!$D$87:$Q$87,'South East Qld Peaking Factors'!$C$88:$C$102,'South East Qld Peaking Factors'!$D$88:$Q$102)-InterpolateXY(O21,P21,'South East Qld Peaking Factors'!$D$103:$Q$103,'South East Qld Peaking Factors'!$C$104:$C$118,'South East Qld Peaking Factors'!$D$104:$Q$118))*(S21-70)/10+InterpolateXY(O21,P21,'South East Qld Peaking Factors'!$D$103:$Q$103,'South East Qld Peaking Factors'!$C$104:$C$118,'South East Qld Peaking Factors'!$D$104:$Q$118),IF(S21>60,(InterpolateXY(O21,P21,'South East Qld Peaking Factors'!$D$103:$Q$103,'South East Qld Peaking Factors'!$C$104:$C$118,'South East Qld Peaking Factors'!$D$104:$Q$118)-InterpolateXY(O21,P21,'South East Qld Peaking Factors'!$D$119:$Q$119,'South East Qld Peaking Factors'!$C$120:$C$134,'South East Qld Peaking Factors'!$D$120:$Q$134))*(S21-60)/10+InterpolateXY(O21,P21,'South East Qld Peaking Factors'!$D$119:$Q$119,'South East Qld Peaking Factors'!$C$120:$C$134,'South East Qld Peaking Factors'!$D$120:$Q$134),IF(S21>50,(InterpolateXY(O21,P21,'South East Qld Peaking Factors'!$D$119:$Q$119,'South East Qld Peaking Factors'!$C$120:$C$134,'South East Qld Peaking Factors'!$D$120:$Q$134)-1)*(S21-50)/10+1,1))))))))))","v":1.3721330852342064},{"$f":"IF($Q21=0,\" \",IF(S21>99.99,InterpolateXY(O21,P21,'South East Qld Peaking Factors'!$S$7:$AF$7,'South East Qld Peaking Factors'!$R$8:$R$22,'South East Qld Peaking Factors'!$S$8:$AF$22),IF(S21>99,(InterpolateXY(O21,P21,'South East Qld Peaking Factors'!$S$7:$AF$7,'South East Qld Peaking Factors'!$R$8:$R$22,'South East Qld Peaking Factors'!$S$8:$AF$22)- InterpolateXY(O21,P21,'South East Qld Peaking Factors'!$S$23:$AF$23,'South East Qld Peaking Factors'!$R$24:$R$38,'South East Qld Peaking Factors'!$S$24:$AF$38))*(S21-99)+ InterpolateXY(O21,P21,'South East Qld Peaking Factors'!$S$23:$AF$23,'South East Qld Peaking Factors'!$R$24:$R$38,'South East Qld Peaking Factors'!$S$24:$AF$38),IF(S21>98,(InterpolateXY(O21,P21,'South East Qld Peaking Factors'!$S$23:$AF$23,'South East Qld Peaking Factors'!$R$24:$R$38,'South East Qld Peaking Factors'!$S$24:$AF$38)-InterpolateXY(O21,P21,'South East Qld Peaking Factors'!$S$39:$AF$39,'South East Qld Peaking Factors'!$R$40:$R$54,'South East Qld Peaking Factors'!$S$40:$AF$54))*(S21-98)+ InterpolateXY(O21,P21,'South East Qld Peaking Factors'!$S$39:$AF$39,'South East Qld Peaking Factors'!$R$40:$R$54,'South East Qld Peaking Factors'!$S$40:$AF$54),IF(S21>95,(InterpolateXY(O21,P21,'South East Qld Peaking Factors'!$S$39:$AF$39,'South East Qld Peaking Factors'!$R$40:$R$54,'South East Qld Peaking Factors'!$S$40:$AF$54)-InterpolateXY(O21,P21,'South East Qld Peaking Factors'!$S$55:$AF$55,'South East Qld Peaking Factors'!$R$56:$R$70,'South East Qld Peaking Factors'!$S$56:$AF$70))*(S21-95)/3+InterpolateXY(O21,P21,'South East Qld Peaking Factors'!$S$55:$AF$55,'South East Qld Peaking Factors'!$R$56:$R$70,'South East Qld Peaking Factors'!$S$56:$AF$70),IF(S21>90,(InterpolateXY(O21,P21,'South East Qld Peaking Factors'!$S$55:$AF$55,'South East Qld Peaking Factors'!$R$56:$R$70,'South East Qld Peaking Factors'!$S$56:$AF$70)-InterpolateXY(O21,P21,'South East Qld Peaking Factors'!$S$71:$AF$71,'South East Qld Peaking Factors'!$R$72:$R$86,'South East Qld Peaking Factors'!$S$72:$AF$86))*(S21-90)/5+InterpolateXY(O21,P21,'South East Qld Peaking Factors'!$S$71:$AF$71,'South East Qld Peaking Factors'!$R$72:$R$86,'South East Qld Peaking Factors'!$S$72:$AF$86),IF(S21>80,(InterpolateXY(O21,P21,'South East Qld Peaking Factors'!$S$71:$AF$71,'South East Qld Peaking Factors'!$R$72:$R$86,'South East Qld Peaking Factors'!$S$72:$AF$86)-InterpolateXY(O21,P21,'South East Qld Peaking Factors'!$S$87:$AF$87,'South East Qld Peaking Factors'!$R$88:$R$102,'South East Qld Peaking Factors'!$S$88:$AF$102))*(S21-80)/10+InterpolateXY(O21,P21,'South East Qld Peaking Factors'!$S$87:$AF$87,'South East Qld Peaking Factors'!$R$88:$R$102,'South East Qld Peaking Factors'!$S$88:$AF$102),IF(S21>70,(InterpolateXY(O21,P21,'South East Qld Peaking Factors'!$S$87:$AF$87,'South East Qld Peaking Factors'!$R$88:$R$102,'South East Qld Peaking Factors'!$S$88:$AF$102)-InterpolateXY(O21,P21,'South East Qld Peaking Factors'!$S$103:$AF$103,'South East Qld Peaking Factors'!$R$104:$R$118,'South East Qld Peaking Factors'!$S$104:$AF$118))*(S21-70)/10+InterpolateXY(O21,P21,'South East Qld Peaking Factors'!$S$103:$AF$103,'South East Qld Peaking Factors'!$R$104:$R$118,'South East Qld Peaking Factors'!$S$104:$AF$118),IF(S21>60,(InterpolateXY(O21,P21,'South East Qld Peaking Factors'!$S$103:$AF$103,'South East Qld Peaking Factors'!$R$104:$R$118,'South East Qld Peaking Factors'!$S$104:$AF$118)-InterpolateXY(O21,P21,'South East Qld Peaking Factors'!$S$119:$AF$119,'South East Qld Peaking Factors'!$R$120:$R$134,'South East Qld Peaking Factors'!$S$120:$AF$134))*(S21-60)/10+InterpolateXY(O21,P21,'South East Qld Peaking Factors'!$S$119:$AF$119,'South East Qld Peaking Factors'!$R$120:$R$134,'South East Qld Peaking Factors'!$S$120:$AF$134),IF(S21>50,(InterpolateXY(O21,P21,'South East Qld Peaking Factors'!$S$119:$AF$119,'South East Qld Peaking Factors'!$R$120:$R$134,'South East Qld Peaking Factors'!$S$120:$AF$134)-1)*(S21-50)/10+1,1))))))))))","v":1.188746535846479},-4.2181352224278261E-2,{"$f":"'Reservoir Storage'!J$34","v":15},1.4329770318429818E-2,{"$f":"'Reservoir Storage'!J$35","v":1.5719974848040243},3.5705878635759785,null,10000,347.56016574987535]
[null,null,null,null,null,null,null,null,null,null,null,null,null,null,{"$f":"'Reservoir Storage'!J$23","v":9.5419999999999998},{"$f":"'Reservoir Storage'!J$26","v":11.590333333333334},{"$f":"Q21+IF('Reservoir Storage'!J$26<=15,0.5,IF('Reservoir Storage'!J$26<=30,1,2))","v":8},6.4085590207169769,78.725762470715651,{"$f":"IF($Q22=0,\" \",IF(S22>99.99,InterpolateXY(O22,P22,'South East Qld Peaking Factors'!$D$7:$Q$7,'South East Qld Peaking Factors'!$C$8:$C$22,'South East Qld Peaking Factors'!$D$8:$Q$22),IF(S22>99,(InterpolateXY(O22,P22,'South East Qld Peaking Factors'!$D$7:$Q$7,'South East Qld Peaking Factors'!$C$8:$C$22,'South East Qld Peaking Factors'!$D$8:$Q$22)- InterpolateXY(O22,P22,'South East Qld Peaking Factors'!$D$23:$Q$23,'South East Qld Peaking Factors'!$C$24:$C$38,'South East Qld Peaking Factors'!$D$24:$Q$38))*(S22-99)+ InterpolateXY(O22,P22,'South East Qld Peaking Factors'!$D$23:$Q$23,'South East Qld Peaking Factors'!$C$24:$C$38,'South East Qld Peaking Factors'!$D$24:$Q$38),IF(S22>98,(InterpolateXY(O22,P22,'South East Qld Peaking Factors'!$D$23:$Q$23,'South East Qld Peaking Factors'!$C$24:$C$38,'South East Qld Peaking Factors'!$D$24:$Q$38)-InterpolateXY(O22,P22,'South East Qld Peaking Factors'!$D$39:$Q$39,'South East Qld Peaking Factors'!$C$40:$C$54,'South East Qld Peaking Factors'!$D$40:$Q$54))*(S22-98)+ InterpolateXY(O22,P22,'South East Qld Peaking Factors'!$D$39:$Q$39,'South East Qld Peaking Factors'!$C$40:$C$54,'South East Qld Peaking Factors'!$D$40:$Q$54),IF(S22>95,(InterpolateXY(O22,P22,'South East Qld Peaking Factors'!$D$39:$Q$39,'South East Qld Peaking Factors'!$C$40:$C$54,'South East Qld Peaking Factors'!$D$40:$Q$54)-InterpolateXY(O22,P22,'South East Qld Peaking Factors'!$D$55:$Q$55,'South East Qld Peaking Factors'!$C$56:$C$70,'South East Qld Peaking Factors'!$D$56:$Q$70))*(S22-95)/3+InterpolateXY(O22,P22,'South East Qld Peaking Factors'!$D$55:$Q$55,'South East Qld Peaking Factors'!$C$56:$C$70,'South East Qld Peaking Factors'!$D$56:$Q$70),IF(S22>90,(InterpolateXY(O22,P22,'South East Qld Peaking Factors'!$D$55:$Q$55,'South East Qld Peaking Factors'!$C$56:$C$70,'South East Qld Peaking Factors'!$D$56:$Q$70)-InterpolateXY(O22,P22,'South East Qld Peaking Factors'!$D$71:$Q$71,'South East Qld Peaking Factors'!$C$72:$C$86,'South East Qld Peaking Factors'!$D$72:$Q$86))*(S22-90)/5+InterpolateXY(O22,P22,'South East Qld Peaking Factors'!$D$71:$Q$71,'South East Qld Peaking Factors'!$C$72:$C$86,'South East Qld Peaking Factors'!$D$72:$Q$86),IF(S22>80,(InterpolateXY(O22,P22,'South East Qld Peaking Factors'!$D$71:$Q$71,'South East Qld Peaking Factors'!$C$72:$C$86,'South East Qld Peaking Factors'!$D$72:$Q$86)-InterpolateXY(O22,P22,'South East Qld Peaking Factors'!$D$87:$Q$87,'South East Qld Peaking Factors'!$C$88:$C$102,'South East Qld Peaking Factors'!$D$88:$Q$102))*(S22-80)/10+InterpolateXY(O22,P22,'South East Qld Peaking Factors'!$D$87:$Q$87,'South East Qld Peaking Factors'!$C$88:$C$102,'South East Qld Peaking Factors'!$D$88:$Q$102),IF(S22>70,(InterpolateXY(O22,P22,'South East Qld Peaking Factors'!$D$87:$Q$87,'South East Qld Peaking Factors'!$C$88:$C$102,'South East Qld Peaking Factors'!$D$88:$Q$102)-InterpolateXY(O22,P22,'South East Qld Peaking Factors'!$D$103:$Q$103,'South East Qld Peaking Factors'!$C$104:$C$118,'South East Qld Peaking Factors'!$D$104:$Q$118))*(S22-70)/10+InterpolateXY(O22,P22,'South East Qld Peaking Factors'!$D$103:$Q$103,'South East Qld Peaking Factors'!$C$104:$C$118,'South East Qld Peaking Factors'!$D$104:$Q$118),IF(S22>60,(InterpolateXY(O22,P22,'South East Qld Peaking Factors'!$D$103:$Q$103,'South East Qld Peaking Factors'!$C$104:$C$118,'South East Qld Peaking Factors'!$D$104:$Q$118)-InterpolateXY(O22,P22,'South East Qld Peaking Factors'!$D$119:$Q$119,'South East Qld Peaking Factors'!$C$120:$C$134,'South East Qld Peaking Factors'!$D$120:$Q$134))*(S22-60)/10+InterpolateXY(O22,P22,'South East Qld Peaking Factors'!$D$119:$Q$119,'South East Qld Peaking Factors'!$C$120:$C$134,'South East Qld Peaking Factors'!$D$120:$Q$134),IF(S22>50,(InterpolateXY(O22,P22,'South East Qld Peaking Factors'!$D$119:$Q$119,'South East Qld Peaking Factors'!$C$120:$C$134,'South East Qld Peaking Factors'!$D$120:$Q$134)-1)*(S22-50)/10+1,1))))))))))","v":1.3433348160525642},{"$f":"IF($Q22=0,\" \",IF(S22>99.99,InterpolateXY(O22,P22,'South East Qld Peaking Factors'!$S$7:$AF$7,'South East Qld Peaking Factors'!$R$8:$R$22,'South East Qld Peaking Factors'!$S$8:$AF$22),IF(S22>99,(InterpolateXY(O22,P22,'South East Qld Peaking Factors'!$S$7:$AF$7,'South East Qld Peaking Factors'!$R$8:$R$22,'South East Qld Peaking Factors'!$S$8:$AF$22)- InterpolateXY(O22,P22,'South East Qld Peaking Factors'!$S$23:$AF$23,'South East Qld Peaking Factors'!$R$24:$R$38,'South East Qld Peaking Factors'!$S$24:$AF$38))*(S22-99)+ InterpolateXY(O22,P22,'South East Qld Peaking Factors'!$S$23:$AF$23,'South East Qld Peaking Factors'!$R$24:$R$38,'South East Qld Peaking Factors'!$S$24:$AF$38),IF(S22>98,(InterpolateXY(O22,P22,'South East Qld Peaking Factors'!$S$23:$AF$23,'South East Qld Peaking Factors'!$R$24:$R$38,'South East Qld Peaking Factors'!$S$24:$AF$38)-InterpolateXY(O22,P22,'South East Qld Peaking Factors'!$S$39:$AF$39,'South East Qld Peaking Factors'!$R$40:$R$54,'South East Qld Peaking Factors'!$S$40:$AF$54))*(S22-98)+ InterpolateXY(O22,P22,'South East Qld Peaking Factors'!$S$39:$AF$39,'South East Qld Peaking Factors'!$R$40:$R$54,'South East Qld Peaking Factors'!$S$40:$AF$54),IF(S22>95,(InterpolateXY(O22,P22,'South East Qld Peaking Factors'!$S$39:$AF$39,'South East Qld Peaking Factors'!$R$40:$R$54,'South East Qld Peaking Factors'!$S$40:$AF$54)-InterpolateXY(O22,P22,'South East Qld Peaking Factors'!$S$55:$AF$55,'South East Qld Peaking Factors'!$R$56:$R$70,'South East Qld Peaking Factors'!$S$56:$AF$70))*(S22-95)/3+InterpolateXY(O22,P22,'South East Qld Peaking Factors'!$S$55:$AF$55,'South East Qld Peaking Factors'!$R$56:$R$70,'South East Qld Peaking Factors'!$S$56:$AF$70),IF(S22>90,(InterpolateXY(O22,P22,'South East Qld Peaking Factors'!$S$55:$AF$55,'South East Qld Peaking Factors'!$R$56:$R$70,'South East Qld Peaking Factors'!$S$56:$AF$70)-InterpolateXY(O22,P22,'South East Qld Peaking Factors'!$S$71:$AF$71,'South East Qld Peaking Factors'!$R$72:$R$86,'South East Qld Peaking Factors'!$S$72:$AF$86))*(S22-90)/5+InterpolateXY(O22,P22,'South East Qld Peaking Factors'!$S$71:$AF$71,'South East Qld Peaking Factors'!$R$72:$R$86,'South East Qld Peaking Factors'!$S$72:$AF$86),IF(S22>80,(InterpolateXY(O22,P22,'South East Qld Peaking Factors'!$S$71:$AF$71,'South East Qld Peaking Factors'!$R$72:$R$86,'South East Qld Peaking Factors'!$S$72:$AF$86)-InterpolateXY(O22,P22,'South East Qld Peaking Factors'!$S$87:$AF$87,'South East Qld Peaking Factors'!$R$88:$R$102,'South East Qld Peaking Factors'!$S$88:$AF$102))*(S22-80)/10+InterpolateXY(O22,P22,'South East Qld Peaking Factors'!$S$87:$AF$87,'South East Qld Peaking Factors'!$R$88:$R$102,'South East Qld Peaking Factors'!$S$88:$AF$102),IF(S22>70,(InterpolateXY(O22,P22,'South East Qld Peaking Factors'!$S$87:$AF$87,'South East Qld Peaking Factors'!$R$88:$R$102,'South East Qld Peaking Factors'!$S$88:$AF$102)-InterpolateXY(O22,P22,'South East Qld Peaking Factors'!$S$103:$AF$103,'South East Qld Peaking Factors'!$R$104:$R$118,'South East Qld Peaking Factors'!$S$104:$AF$118))*(S22-70)/10+InterpolateXY(O22,P22,'South East Qld Peaking Factors'!$S$103:$AF$103,'South East Qld Peaking Factors'!$R$104:$R$118,'South East Qld Peaking Factors'!$S$104:$AF$118),IF(S22>60,(InterpolateXY(O22,P22,'South East Qld Peaking Factors'!$S$103:$AF$103,'South East Qld Peaking Factors'!$R$104:$R$118,'South East Qld Peaking Factors'!$S$104:$AF$118)-InterpolateXY(O22,P22,'South East Qld Peaking Factors'!$S$119:$AF$119,'South East Qld Peaking Factors'!$R$120:$R$134,'South East Qld Peaking Factors'!$S$120:$AF$134))*(S22-60)/10+InterpolateXY(O22,P22,'South East Qld Peaking Factors'!$S$119:$AF$119,'South East Qld Peaking Factors'!$R$120:$R$134,'South East Qld Peaking Factors'!$S$120:$AF$134),IF(S22>50,(InterpolateXY(O22,P22,'South East Qld Peaking Factors'!$S$119:$AF$119,'South East Qld Peaking Factors'!$R$120:$R$134,'South East Qld Peaking Factors'!$S$120:$AF$134)-1)*(S22-50)/10+1,1))))))))))","v":1.1748529145059761},-3.9401485828760179E-2,{"$f":"'Reservoir Storage'!J$34","v":15},6.6727328259932137E-3,{"$f":"'Reservoir Storage'!J$35","v":1.5719974848040243},3.6055178114525206]
[null,null,null,null,null,null,null,null,null,null,null,null,null,null,{"$f":"'Reservoir Storage'!J$23","v":9.5419999999999998},{"$f":"'Reservoir Storage'!J$26","v":11.590333333333334},{"$f":"Q22+IF('Reservoir Storage'!J$26<=15,0.5,IF('Reservoir Storage'!J$26<=30,1,2))","v":8.5},6.6298636085131024,76.558976273273643,{"$f":"IF($Q23=0,\" \",IF(S23>99.99,InterpolateXY(O23,P23,'South East Qld Peaking Factors'!$D$7:$Q$7,'South East Qld Peaking Factors'!$C$8:$C$22,'South East Qld Peaking Factors'!$D$8:$Q$22),IF(S23>99,(InterpolateXY(O23,P23,'South East Qld Peaking Factors'!$D$7:$Q$7,'South East Qld Peaking Factors'!$C$8:$C$22,'South East Qld Peaking Factors'!$D$8:$Q$22)- InterpolateXY(O23,P23,'South East Qld Peaking Factors'!$D$23:$Q$23,'South East Qld Peaking Factors'!$C$24:$C$38,'South East Qld Peaking Factors'!$D$24:$Q$38))*(S23-99)+ InterpolateXY(O23,P23,'South East Qld Peaking Factors'!$D$23:$Q$23,'South East Qld Peaking Factors'!$C$24:$C$38,'South East Qld Peaking Factors'!$D$24:$Q$38),IF(S23>98,(InterpolateXY(O23,P23,'South East Qld Peaking Factors'!$D$23:$Q$23,'South East Qld Peaking Factors'!$C$24:$C$38,'South East Qld Peaking Factors'!$D$24:$Q$38)-InterpolateXY(O23,P23,'South East Qld Peaking Factors'!$D$39:$Q$39,'South East Qld Peaking Factors'!$C$40:$C$54,'South East Qld Peaking Factors'!$D$40:$Q$54))*(S23-98)+ InterpolateXY(O23,P23,'South East Qld Peaking Factors'!$D$39:$Q$39,'South East Qld Peaking Factors'!$C$40:$C$54,'South East Qld Peaking Factors'!$D$40:$Q$54),IF(S23>95,(InterpolateXY(O23,P23,'South East Qld Peaking Factors'!$D$39:$Q$39,'South East Qld Peaking Factors'!$C$40:$C$54,'South East Qld Peaking Factors'!$D$40:$Q$54)-InterpolateXY(O23,P23,'South East Qld Peaking Factors'!$D$55:$Q$55,'South East Qld Peaking Factors'!$C$56:$C$70,'South East Qld Peaking Factors'!$D$56:$Q$70))*(S23-95)/3+InterpolateXY(O23,P23,'South East Qld Peaking Factors'!$D$55:$Q$55,'South East Qld Peaking Factors'!$C$56:$C$70,'South East Qld Peaking Factors'!$D$56:$Q$70),IF(S23>90,(InterpolateXY(O23,P23,'South East Qld Peaking Factors'!$D$55:$Q$55,'South East Qld Peaking Factors'!$C$56:$C$70,'South East Qld Peaking Factors'!$D$56:$Q$70)-InterpolateXY(O23,P23,'South East Qld Peaking Factors'!$D$71:$Q$71,'South East Qld Peaking Factors'!$C$72:$C$86,'South East Qld Peaking Factors'!$D$72:$Q$86))*(S23-90)/5+InterpolateXY(O23,P23,'South East Qld Peaking Factors'!$D$71:$Q$71,'South East Qld Peaking Factors'!$C$72:$C$86,'South East Qld Peaking Factors'!$D$72:$Q$86),IF(S23>80,(InterpolateXY(O23,P23,'South East Qld Peaking Factors'!$D$71:$Q$71,'South East Qld Peaking Factors'!$C$72:$C$86,'South East Qld Peaking Factors'!$D$72:$Q$86)-InterpolateXY(O23,P23,'South East Qld Peaking Factors'!$D$87:$Q$87,'South East Qld Peaking Factors'!$C$88:$C$102,'South East Qld Peaking Factors'!$D$88:$Q$102))*(S23-80)/10+InterpolateXY(O23,P23,'South East Qld Peaking Factors'!$D$87:$Q$87,'South East Qld Peaking Factors'!$C$88:$C$102,'South East Qld Peaking Factors'!$D$88:$Q$102),IF(S23>70,(InterpolateXY(O23,P23,'South East Qld Peaking Factors'!$D$87:$Q$87,'South East Qld Peaking Factors'!$C$88:$C$102,'South East Qld Peaking Factors'!$D$88:$Q$102)-InterpolateXY(O23,P23,'South East Qld Peaking Factors'!$D$103:$Q$103,'South East Qld Peaking Factors'!$C$104:$C$118,'South East Qld Peaking Factors'!$D$104:$Q$118))*(S23-70)/10+InterpolateXY(O23,P23,'South East Qld Peaking Factors'!$D$103:$Q$103,'South East Qld Peaking Factors'!$C$104:$C$118,'South East Qld Peaking Factors'!$D$104:$Q$118),IF(S23>60,(InterpolateXY(O23,P23,'South East Qld Peaking Factors'!$D$103:$Q$103,'South East Qld Peaking Factors'!$C$104:$C$118,'South East Qld Peaking Factors'!$D$104:$Q$118)-InterpolateXY(O23,P23,'South East Qld Peaking Factors'!$D$119:$Q$119,'South East Qld Peaking Factors'!$C$120:$C$134,'South East Qld Peaking Factors'!$D$120:$Q$134))*(S23-60)/10+InterpolateXY(O23,P23,'South East Qld Peaking Factors'!$D$119:$Q$119,'South East Qld Peaking Factors'!$C$120:$C$134,'South East Qld Peaking Factors'!$D$120:$Q$134),IF(S23>50,(InterpolateXY(O23,P23,'South East Qld Peaking Factors'!$D$119:$Q$119,'South East Qld Peaking Factors'!$C$120:$C$134,'South East Qld Peaking Factors'!$D$120:$Q$134)-1)*(S23-50)/10+1,1))))))))))","v":1.2972838970834313},{"$f":"IF($Q23=0,\" \",IF(S23>99.99,InterpolateXY(O23,P23,'South East Qld Peaking Factors'!$S$7:$AF$7,'South East Qld Peaking Factors'!$R$8:$R$22,'South East Qld Peaking Factors'!$S$8:$AF$22),IF(S23>99,(InterpolateXY(O23,P23,'South East Qld Peaking Factors'!$S$7:$AF$7,'South East Qld Peaking Factors'!$R$8:$R$22,'South East Qld Peaking Factors'!$S$8:$AF$22)- InterpolateXY(O23,P23,'South East Qld Peaking Factors'!$S$23:$AF$23,'South East Qld Peaking Factors'!$R$24:$R$38,'South East Qld Peaking Factors'!$S$24:$AF$38))*(S23-99)+ InterpolateXY(O23,P23,'South East Qld Peaking Factors'!$S$23:$AF$23,'South East Qld Peaking Factors'!$R$24:$R$38,'South East Qld Peaking Factors'!$S$24:$AF$38),IF(S23>98,(InterpolateXY(O23,P23,'South East Qld Peaking Factors'!$S$23:$AF$23,'South East Qld Peaking Factors'!$R$24:$R$38,'South East Qld Peaking Factors'!$S$24:$AF$38)-InterpolateXY(O23,P23,'South East Qld Peaking Factors'!$S$39:$AF$39,'South East Qld Peaking Factors'!$R$40:$R$54,'South East Qld Peaking Factors'!$S$40:$AF$54))*(S23-98)+ InterpolateXY(O23,P23,'South East Qld Peaking Factors'!$S$39:$AF$39,'South East Qld Peaking Factors'!$R$40:$R$54,'South East Qld Peaking Factors'!$S$40:$AF$54),IF(S23>95,(InterpolateXY(O23,P23,'South East Qld Peaking Factors'!$S$39:$AF$39,'South East Qld Peaking Factors'!$R$40:$R$54,'South East Qld Peaking Factors'!$S$40:$AF$54)-InterpolateXY(O23,P23,'South East Qld Peaking Factors'!$S$55:$AF$55,'South East Qld Peaking Factors'!$R$56:$R$70,'South East Qld Peaking Factors'!$S$56:$AF$70))*(S23-95)/3+InterpolateXY(O23,P23,'South East Qld Peaking Factors'!$S$55:$AF$55,'South East Qld Peaking Factors'!$R$56:$R$70,'South East Qld Peaking Factors'!$S$56:$AF$70),IF(S23>90,(InterpolateXY(O23,P23,'South East Qld Peaking Factors'!$S$55:$AF$55,'South East Qld Peaking Factors'!$R$56:$R$70,'South East Qld Peaking Factors'!$S$56:$AF$70)-InterpolateXY(O23,P23,'South East Qld Peaking Factors'!$S$71:$AF$71,'South East Qld Peaking Factors'!$R$72:$R$86,'South East Qld Peaking Factors'!$S$72:$AF$86))*(S23-90)/5+InterpolateXY(O23,P23,'South East Qld Peaking Factors'!$S$71:$AF$71,'South East Qld Peaking Factors'!$R$72:$R$86,'South East Qld Peaking Factors'!$S$72:$AF$86),IF(S23>80,(InterpolateXY(O23,P23,'South East Qld Peaking Factors'!$S$71:$AF$71,'South East Qld Peaking Factors'!$R$72:$R$86,'South East Qld Peaking Factors'!$S$72:$AF$86)-InterpolateXY(O23,P23,'South East Qld Peaking Factors'!$S$87:$AF$87,'South East Qld Peaking Factors'!$R$88:$R$102,'South East Qld Peaking Factors'!$S$88:$AF$102))*(S23-80)/10+InterpolateXY(O23,P23,'South East Qld Peaking Factors'!$S$87:$AF$87,'South East Qld Peaking Factors'!$R$88:$R$102,'South East Qld Peaking Factors'!$S$88:$AF$102),IF(S23>70,(InterpolateXY(O23,P23,'South East Qld Peaking Factors'!$S$87:$AF$87,'South East Qld Peaking Factors'!$R$88:$R$102,'South East Qld Peaking Factors'!$S$88:$AF$102)-InterpolateXY(O23,P23,'South East Qld Peaking Factors'!$S$103:$AF$103,'South East Qld Peaking Factors'!$R$104:$R$118,'South East Qld Peaking Factors'!$S$104:$AF$118))*(S23-70)/10+InterpolateXY(O23,P23,'South East Qld Peaking Factors'!$S$103:$AF$103,'South East Qld Peaking Factors'!$R$104:$R$118,'South East Qld Peaking Factors'!$S$104:$AF$118),IF(S23>60,(InterpolateXY(O23,P23,'South East Qld Peaking Factors'!$S$103:$AF$103,'South East Qld Peaking Factors'!$R$104:$R$118,'South East Qld Peaking Factors'!$S$104:$AF$118)-InterpolateXY(O23,P23,'South East Qld Peaking Factors'!$S$119:$AF$119,'South East Qld Peaking Factors'!$R$120:$R$134,'South East Qld Peaking Factors'!$S$120:$AF$134))*(S23-60)/10+InterpolateXY(O23,P23,'South East Qld Peaking Factors'!$S$119:$AF$119,'South East Qld Peaking Factors'!$R$120:$R$134,'South East Qld Peaking Factors'!$S$120:$AF$134),IF(S23>50,(InterpolateXY(O23,P23,'South East Qld Peaking Factors'!$S$119:$AF$119,'South East Qld Peaking Factors'!$R$120:$R$134,'South East Qld Peaking Factors'!$S$120:$AF$134)-1)*(S23-50)/10+1,1))))))))))","v":1.1623725764756871},-3.2285549975159242E-2,{"$f":"'Reservoir Storage'!J$34","v":15},9.4367012032870769E-4,{"$f":"'Reservoir Storage'!J$35","v":1.5719974848040243},3.5645601146311687]
[null,null,null,null,null,null,null,null,null,null,null,null,null,null,{"$f":"'Reservoir Storage'!J$23","v":9.5419999999999998},{"$f":"'Reservoir Storage'!J$26","v":11.590333333333334},{"$f":"Q23+IF('Reservoir Storage'!J$26<=15,0.5,IF('Reservoir Storage'!J$26<=30,1,2))","v":9},6.8455098696885202,74.4656260691808,{"$f":"IF($Q24=0,\" \",IF(S24>99.99,InterpolateXY(O24,P24,'South East Qld Peaking Factors'!$D$7:$Q$7,'South East Qld Peaking Factors'!$C$8:$C$22,'South East Qld Peaking Factors'!$D$8:$Q$22),IF(S24>99,(InterpolateXY(O24,P24,'South East Qld Peaking Factors'!$D$7:$Q$7,'South East Qld Peaking Factors'!$C$8:$C$22,'South East Qld Peaking Factors'!$D$8:$Q$22)- InterpolateXY(O24,P24,'South East Qld Peaking Factors'!$D$23:$Q$23,'South East Qld Peaking Factors'!$C$24:$C$38,'South East Qld Peaking Factors'!$D$24:$Q$38))*(S24-99)+ InterpolateXY(O24,P24,'South East Qld Peaking Factors'!$D$23:$Q$23,'South East Qld Peaking Factors'!$C$24:$C$38,'South East Qld Peaking Factors'!$D$24:$Q$38),IF(S24>98,(InterpolateXY(O24,P24,'South East Qld Peaking Factors'!$D$23:$Q$23,'South East Qld Peaking Factors'!$C$24:$C$38,'South East Qld Peaking Factors'!$D$24:$Q$38)-InterpolateXY(O24,P24,'South East Qld Peaking Factors'!$D$39:$Q$39,'South East Qld Peaking Factors'!$C$40:$C$54,'South East Qld Peaking Factors'!$D$40:$Q$54))*(S24-98)+ InterpolateXY(O24,P24,'South East Qld Peaking Factors'!$D$39:$Q$39,'South East Qld Peaking Factors'!$C$40:$C$54,'South East Qld Peaking Factors'!$D$40:$Q$54),IF(S24>95,(InterpolateXY(O24,P24,'South East Qld Peaking Factors'!$D$39:$Q$39,'South East Qld Peaking Factors'!$C$40:$C$54,'South East Qld Peaking Factors'!$D$40:$Q$54)-InterpolateXY(O24,P24,'South East Qld Peaking Factors'!$D$55:$Q$55,'South East Qld Peaking Factors'!$C$56:$C$70,'South East Qld Peaking Factors'!$D$56:$Q$70))*(S24-95)/3+InterpolateXY(O24,P24,'South East Qld Peaking Factors'!$D$55:$Q$55,'South East Qld Peaking Factors'!$C$56:$C$70,'South East Qld Peaking Factors'!$D$56:$Q$70),IF(S24>90,(InterpolateXY(O24,P24,'South East Qld Peaking Factors'!$D$55:$Q$55,'South East Qld Peaking Factors'!$C$56:$C$70,'South East Qld Peaking Factors'!$D$56:$Q$70)-InterpolateXY(O24,P24,'South East Qld Peaking Factors'!$D$71:$Q$71,'South East Qld Peaking Factors'!$C$72:$C$86,'South East Qld Peaking Factors'!$D$72:$Q$86))*(S24-90)/5+InterpolateXY(O24,P24,'South East Qld Peaking Factors'!$D$71:$Q$71,'South East Qld Peaking Factors'!$C$72:$C$86,'South East Qld Peaking Factors'!$D$72:$Q$86),IF(S24>80,(InterpolateXY(O24,P24,'South East Qld Peaking Factors'!$D$71:$Q$71,'South East Qld Peaking Factors'!$C$72:$C$86,'South East Qld Peaking Factors'!$D$72:$Q$86)-InterpolateXY(O24,P24,'South East Qld Peaking Factors'!$D$87:$Q$87,'South East Qld Peaking Factors'!$C$88:$C$102,'South East Qld Peaking Factors'!$D$88:$Q$102))*(S24-80)/10+InterpolateXY(O24,P24,'South East Qld Peaking Factors'!$D$87:$Q$87,'South East Qld Peaking Factors'!$C$88:$C$102,'South East Qld Peaking Factors'!$D$88:$Q$102),IF(S24>70,(InterpolateXY(O24,P24,'South East Qld Peaking Factors'!$D$87:$Q$87,'South East Qld Peaking Factors'!$C$88:$C$102,'South East Qld Peaking Factors'!$D$88:$Q$102)-InterpolateXY(O24,P24,'South East Qld Peaking Factors'!$D$103:$Q$103,'South East Qld Peaking Factors'!$C$104:$C$118,'South East Qld Peaking Factors'!$D$104:$Q$118))*(S24-70)/10+InterpolateXY(O24,P24,'South East Qld Peaking Factors'!$D$103:$Q$103,'South East Qld Peaking Factors'!$C$104:$C$118,'South East Qld Peaking Factors'!$D$104:$Q$118),IF(S24>60,(InterpolateXY(O24,P24,'South East Qld Peaking Factors'!$D$103:$Q$103,'South East Qld Peaking Factors'!$C$104:$C$118,'South East Qld Peaking Factors'!$D$104:$Q$118)-InterpolateXY(O24,P24,'South East Qld Peaking Factors'!$D$119:$Q$119,'South East Qld Peaking Factors'!$C$120:$C$134,'South East Qld Peaking Factors'!$D$120:$Q$134))*(S24-60)/10+InterpolateXY(O24,P24,'South East Qld Peaking Factors'!$D$119:$Q$119,'South East Qld Peaking Factors'!$C$120:$C$134,'South East Qld Peaking Factors'!$D$120:$Q$134),IF(S24>50,(InterpolateXY(O24,P24,'South East Qld Peaking Factors'!$D$119:$Q$119,'South East Qld Peaking Factors'!$C$120:$C$134,'South East Qld Peaking Factors'!$D$120:$Q$134)-1)*(S24-50)/10+1,1))))))))))","v":1.2527937204630968},{"$f":"IF($Q24=0,\" \",IF(S24>99.99,InterpolateXY(O24,P24,'South East Qld Peaking Factors'!$S$7:$AF$7,'South East Qld Peaking Factors'!$R$8:$R$22,'South East Qld Peaking Factors'!$S$8:$AF$22),IF(S24>99,(InterpolateXY(O24,P24,'South East Qld Peaking Factors'!$S$7:$AF$7,'South East Qld Peaking Factors'!$R$8:$R$22,'South East Qld Peaking Factors'!$S$8:$AF$22)- InterpolateXY(O24,P24,'South East Qld Peaking Factors'!$S$23:$AF$23,'South East Qld Peaking Factors'!$R$24:$R$38,'South East Qld Peaking Factors'!$S$24:$AF$38))*(S24-99)+ InterpolateXY(O24,P24,'South East Qld Peaking Factors'!$S$23:$AF$23,'South East Qld Peaking Factors'!$R$24:$R$38,'South East Qld Peaking Factors'!$S$24:$AF$38),IF(S24>98,(InterpolateXY(O24,P24,'South East Qld Peaking Factors'!$S$23:$AF$23,'South East Qld Peaking Factors'!$R$24:$R$38,'South East Qld Peaking Factors'!$S$24:$AF$38)-InterpolateXY(O24,P24,'South East Qld Peaking Factors'!$S$39:$AF$39,'South East Qld Peaking Factors'!$R$40:$R$54,'South East Qld Peaking Factors'!$S$40:$AF$54))*(S24-98)+ InterpolateXY(O24,P24,'South East Qld Peaking Factors'!$S$39:$AF$39,'South East Qld Peaking Factors'!$R$40:$R$54,'South East Qld Peaking Factors'!$S$40:$AF$54),IF(S24>95,(InterpolateXY(O24,P24,'South East Qld Peaking Factors'!$S$39:$AF$39,'South East Qld Peaking Factors'!$R$40:$R$54,'South East Qld Peaking Factors'!$S$40:$AF$54)-InterpolateXY(O24,P24,'South East Qld Peaking Factors'!$S$55:$AF$55,'South East Qld Peaking Factors'!$R$56:$R$70,'South East Qld Peaking Factors'!$S$56:$AF$70))*(S24-95)/3+InterpolateXY(O24,P24,'South East Qld Peaking Factors'!$S$55:$AF$55,'South East Qld Peaking Factors'!$R$56:$R$70,'South East Qld Peaking Factors'!$S$56:$AF$70),IF(S24>90,(InterpolateXY(O24,P24,'South East Qld Peaking Factors'!$S$55:$AF$55,'South East Qld Peaking Factors'!$R$56:$R$70,'South East Qld Peaking Factors'!$S$56:$AF$70)-InterpolateXY(O24,P24,'South East Qld Peaking Factors'!$S$71:$AF$71,'South East Qld Peaking Factors'!$R$72:$R$86,'South East Qld Peaking Factors'!$S$72:$AF$86))*(S24-90)/5+InterpolateXY(O24,P24,'South East Qld Peaking Factors'!$S$71:$AF$71,'South East Qld Peaking Factors'!$R$72:$R$86,'South East Qld Peaking Factors'!$S$72:$AF$86),IF(S24>80,(InterpolateXY(O24,P24,'South East Qld Peaking Factors'!$S$71:$AF$71,'South East Qld Peaking Factors'!$R$72:$R$86,'South East Qld Peaking Factors'!$S$72:$AF$86)-InterpolateXY(O24,P24,'South East Qld Peaking Factors'!$S$87:$AF$87,'South East Qld Peaking Factors'!$R$88:$R$102,'South East Qld Peaking Factors'!$S$88:$AF$102))*(S24-80)/10+InterpolateXY(O24,P24,'South East Qld Peaking Factors'!$S$87:$AF$87,'South East Qld Peaking Factors'!$R$88:$R$102,'South East Qld Peaking Factors'!$S$88:$AF$102),IF(S24>70,(InterpolateXY(O24,P24,'South East Qld Peaking Factors'!$S$87:$AF$87,'South East Qld Peaking Factors'!$R$88:$R$102,'South East Qld Peaking Factors'!$S$88:$AF$102)-InterpolateXY(O24,P24,'South East Qld Peaking Factors'!$S$103:$AF$103,'South East Qld Peaking Factors'!$R$104:$R$118,'South East Qld Peaking Factors'!$S$104:$AF$118))*(S24-70)/10+InterpolateXY(O24,P24,'South East Qld Peaking Factors'!$S$103:$AF$103,'South East Qld Peaking Factors'!$R$104:$R$118,'South East Qld Peaking Factors'!$S$104:$AF$118),IF(S24>60,(InterpolateXY(O24,P24,'South East Qld Peaking Factors'!$S$103:$AF$103,'South East Qld Peaking Factors'!$R$104:$R$118,'South East Qld Peaking Factors'!$S$104:$AF$118)-InterpolateXY(O24,P24,'South East Qld Peaking Factors'!$S$119:$AF$119,'South East Qld Peaking Factors'!$R$120:$R$134,'South East Qld Peaking Factors'!$S$120:$AF$134))*(S24-60)/10+InterpolateXY(O24,P24,'South East Qld Peaking Factors'!$S$119:$AF$119,'South East Qld Peaking Factors'!$R$120:$R$134,'South East Qld Peaking Factors'!$S$120:$AF$134),IF(S24>50,(InterpolateXY(O24,P24,'South East Qld Peaking Factors'!$S$119:$AF$119,'South East Qld Peaking Factors'!$R$120:$R$134,'South East Qld Peaking Factors'!$S$120:$AF$134)-1)*(S24-50)/10+1,1))))))))))","v":1.15031521788918},-2.5091171412737218E-2,{"$f":"'Reservoir Storage'!J$34","v":15},4.2815389659099091E-5,{"$f":"'Reservoir Storage'!J$35","v":1.5719974848040243},3.5187089529005342]
[null,null,null,null,null,null,null,null,null,null,null,null,null,null,{"$f":"'Reservoir Storage'!J$23","v":9.5419999999999998},{"$f":"'Reservoir Storage'!J$26","v":11.590333333333334},{"$f":"Q24+IF('Reservoir Storage'!J$26<=15,0.5,IF('Reservoir Storage'!J$26<=30,1,2))","v":9.5},7.0559454508047121,72.449298450981317,{"$f":"IF($Q25=0,\" \",IF(S25>99.99,InterpolateXY(O25,P25,'South East Qld Peaking Factors'!$D$7:$Q$7,'South East Qld Peaking Factors'!$C$8:$C$22,'South East Qld Peaking Factors'!$D$8:$Q$22),IF(S25>99,(InterpolateXY(O25,P25,'South East Qld Peaking Factors'!$D$7:$Q$7,'South East Qld Peaking Factors'!$C$8:$C$22,'South East Qld Peaking Factors'!$D$8:$Q$22)- InterpolateXY(O25,P25,'South East Qld Peaking Factors'!$D$23:$Q$23,'South East Qld Peaking Factors'!$C$24:$C$38,'South East Qld Peaking Factors'!$D$24:$Q$38))*(S25-99)+ InterpolateXY(O25,P25,'South East Qld Peaking Factors'!$D$23:$Q$23,'South East Qld Peaking Factors'!$C$24:$C$38,'South East Qld Peaking Factors'!$D$24:$Q$38),IF(S25>98,(InterpolateXY(O25,P25,'South East Qld Peaking Factors'!$D$23:$Q$23,'South East Qld Peaking Factors'!$C$24:$C$38,'South East Qld Peaking Factors'!$D$24:$Q$38)-InterpolateXY(O25,P25,'South East Qld Peaking Factors'!$D$39:$Q$39,'South East Qld Peaking Factors'!$C$40:$C$54,'South East Qld Peaking Factors'!$D$40:$Q$54))*(S25-98)+ InterpolateXY(O25,P25,'South East Qld Peaking Factors'!$D$39:$Q$39,'South East Qld Peaking Factors'!$C$40:$C$54,'South East Qld Peaking Factors'!$D$40:$Q$54),IF(S25>95,(InterpolateXY(O25,P25,'South East Qld Peaking Factors'!$D$39:$Q$39,'South East Qld Peaking Factors'!$C$40:$C$54,'South East Qld Peaking Factors'!$D$40:$Q$54)-InterpolateXY(O25,P25,'South East Qld Peaking Factors'!$D$55:$Q$55,'South East Qld Peaking Factors'!$C$56:$C$70,'South East Qld Peaking Factors'!$D$56:$Q$70))*(S25-95)/3+InterpolateXY(O25,P25,'South East Qld Peaking Factors'!$D$55:$Q$55,'South East Qld Peaking Factors'!$C$56:$C$70,'South East Qld Peaking Factors'!$D$56:$Q$70),IF(S25>90,(InterpolateXY(O25,P25,'South East Qld Peaking Factors'!$D$55:$Q$55,'South East Qld Peaking Factors'!$C$56:$C$70,'South East Qld Peaking Factors'!$D$56:$Q$70)-InterpolateXY(O25,P25,'South East Qld Peaking Factors'!$D$71:$Q$71,'South East Qld Peaking Factors'!$C$72:$C$86,'South East Qld Peaking Factors'!$D$72:$Q$86))*(S25-90)/5+InterpolateXY(O25,P25,'South East Qld Peaking Factors'!$D$71:$Q$71,'South East Qld Peaking Factors'!$C$72:$C$86,'South East Qld Peaking Factors'!$D$72:$Q$86),IF(S25>80,(InterpolateXY(O25,P25,'South East Qld Peaking Factors'!$D$71:$Q$71,'South East Qld Peaking Factors'!$C$72:$C$86,'South East Qld Peaking Factors'!$D$72:$Q$86)-InterpolateXY(O25,P25,'South East Qld Peaking Factors'!$D$87:$Q$87,'South East Qld Peaking Factors'!$C$88:$C$102,'South East Qld Peaking Factors'!$D$88:$Q$102))*(S25-80)/10+InterpolateXY(O25,P25,'South East Qld Peaking Factors'!$D$87:$Q$87,'South East Qld Peaking Factors'!$C$88:$C$102,'South East Qld Peaking Factors'!$D$88:$Q$102),IF(S25>70,(InterpolateXY(O25,P25,'South East Qld Peaking Factors'!$D$87:$Q$87,'South East Qld Peaking Factors'!$C$88:$C$102,'South East Qld Peaking Factors'!$D$88:$Q$102)-InterpolateXY(O25,P25,'South East Qld Peaking Factors'!$D$103:$Q$103,'South East Qld Peaking Factors'!$C$104:$C$118,'South East Qld Peaking Factors'!$D$104:$Q$118))*(S25-70)/10+InterpolateXY(O25,P25,'South East Qld Peaking Factors'!$D$103:$Q$103,'South East Qld Peaking Factors'!$C$104:$C$118,'South East Qld Peaking Factors'!$D$104:$Q$118),IF(S25>60,(InterpolateXY(O25,P25,'South East Qld Peaking Factors'!$D$103:$Q$103,'South East Qld Peaking Factors'!$C$104:$C$118,'South East Qld Peaking Factors'!$D$104:$Q$118)-InterpolateXY(O25,P25,'South East Qld Peaking Factors'!$D$119:$Q$119,'South East Qld Peaking Factors'!$C$120:$C$134,'South East Qld Peaking Factors'!$D$120:$Q$134))*(S25-60)/10+InterpolateXY(O25,P25,'South East Qld Peaking Factors'!$D$119:$Q$119,'South East Qld Peaking Factors'!$C$120:$C$134,'South East Qld Peaking Factors'!$D$120:$Q$134),IF(S25>50,(InterpolateXY(O25,P25,'South East Qld Peaking Factors'!$D$119:$Q$119,'South East Qld Peaking Factors'!$C$120:$C$134,'South East Qld Peaking Factors'!$D$120:$Q$134)-1)*(S25-50)/10+1,1))))))))))","v":1.2099405123936768},{"$f":"IF($Q25=0,\" \",IF(S25>99.99,InterpolateXY(O25,P25,'South East Qld Peaking Factors'!$S$7:$AF$7,'South East Qld Peaking Factors'!$R$8:$R$22,'South East Qld Peaking Factors'!$S$8:$AF$22),IF(S25>99,(InterpolateXY(O25,P25,'South East Qld Peaking Factors'!$S$7:$AF$7,'South East Qld Peaking Factors'!$R$8:$R$22,'South East Qld Peaking Factors'!$S$8:$AF$22)- InterpolateXY(O25,P25,'South East Qld Peaking Factors'!$S$23:$AF$23,'South East Qld Peaking Factors'!$R$24:$R$38,'South East Qld Peaking Factors'!$S$24:$AF$38))*(S25-99)+ InterpolateXY(O25,P25,'South East Qld Peaking Factors'!$S$23:$AF$23,'South East Qld Peaking Factors'!$R$24:$R$38,'South East Qld Peaking Factors'!$S$24:$AF$38),IF(S25>98,(InterpolateXY(O25,P25,'South East Qld Peaking Factors'!$S$23:$AF$23,'South East Qld Peaking Factors'!$R$24:$R$38,'South East Qld Peaking Factors'!$S$24:$AF$38)-InterpolateXY(O25,P25,'South East Qld Peaking Factors'!$S$39:$AF$39,'South East Qld Peaking Factors'!$R$40:$R$54,'South East Qld Peaking Factors'!$S$40:$AF$54))*(S25-98)+ InterpolateXY(O25,P25,'South East Qld Peaking Factors'!$S$39:$AF$39,'South East Qld Peaking Factors'!$R$40:$R$54,'South East Qld Peaking Factors'!$S$40:$AF$54),IF(S25>95,(InterpolateXY(O25,P25,'South East Qld Peaking Factors'!$S$39:$AF$39,'South East Qld Peaking Factors'!$R$40:$R$54,'South East Qld Peaking Factors'!$S$40:$AF$54)-InterpolateXY(O25,P25,'South East Qld Peaking Factors'!$S$55:$AF$55,'South East Qld Peaking Factors'!$R$56:$R$70,'South East Qld Peaking Factors'!$S$56:$AF$70))*(S25-95)/3+InterpolateXY(O25,P25,'South East Qld Peaking Factors'!$S$55:$AF$55,'South East Qld Peaking Factors'!$R$56:$R$70,'South East Qld Peaking Factors'!$S$56:$AF$70),IF(S25>90,(InterpolateXY(O25,P25,'South East Qld Peaking Factors'!$S$55:$AF$55,'South East Qld Peaking Factors'!$R$56:$R$70,'South East Qld Peaking Factors'!$S$56:$AF$70)-InterpolateXY(O25,P25,'South East Qld Peaking Factors'!$S$71:$AF$71,'South East Qld Peaking Factors'!$R$72:$R$86,'South East Qld Peaking Factors'!$S$72:$AF$86))*(S25-90)/5+InterpolateXY(O25,P25,'South East Qld Peaking Factors'!$S$71:$AF$71,'South East Qld Peaking Factors'!$R$72:$R$86,'South East Qld Peaking Factors'!$S$72:$AF$86),IF(S25>80,(InterpolateXY(O25,P25,'South East Qld Peaking Factors'!$S$71:$AF$71,'South East Qld Peaking Factors'!$R$72:$R$86,'South East Qld Peaking Factors'!$S$72:$AF$86)-InterpolateXY(O25,P25,'South East Qld Peaking Factors'!$S$87:$AF$87,'South East Qld Peaking Factors'!$R$88:$R$102,'South East Qld Peaking Factors'!$S$88:$AF$102))*(S25-80)/10+InterpolateXY(O25,P25,'South East Qld Peaking Factors'!$S$87:$AF$87,'South East Qld Peaking Factors'!$R$88:$R$102,'South East Qld Peaking Factors'!$S$88:$AF$102),IF(S25>70,(InterpolateXY(O25,P25,'South East Qld Peaking Factors'!$S$87:$AF$87,'South East Qld Peaking Factors'!$R$88:$R$102,'South East Qld Peaking Factors'!$S$88:$AF$102)-InterpolateXY(O25,P25,'South East Qld Peaking Factors'!$S$103:$AF$103,'South East Qld Peaking Factors'!$R$104:$R$118,'South East Qld Peaking Factors'!$S$104:$AF$118))*(S25-70)/10+InterpolateXY(O25,P25,'South East Qld Peaking Factors'!$S$103:$AF$103,'South East Qld Peaking Factors'!$R$104:$R$118,'South East Qld Peaking Factors'!$S$104:$AF$118),IF(S25>60,(InterpolateXY(O25,P25,'South East Qld Peaking Factors'!$S$103:$AF$103,'South East Qld Peaking Factors'!$R$104:$R$118,'South East Qld Peaking Factors'!$S$104:$AF$118)-InterpolateXY(O25,P25,'South East Qld Peaking Factors'!$S$119:$AF$119,'South East Qld Peaking Factors'!$R$120:$R$134,'South East Qld Peaking Factors'!$S$120:$AF$134))*(S25-60)/10+InterpolateXY(O25,P25,'South East Qld Peaking Factors'!$S$119:$AF$119,'South East Qld Peaking Factors'!$R$120:$R$134,'South East Qld Peaking Factors'!$S$120:$AF$134),IF(S25>50,(InterpolateXY(O25,P25,'South East Qld Peaking Factors'!$S$119:$AF$119,'South East Qld Peaking Factors'!$R$120:$R$134,'South East Qld Peaking Factors'!$S$120:$AF$134)-1)*(S25-50)/10+1,1))))))))))","v":1.1387014969393952},-1.7841546032835002E-2,{"$f":"'Reservoir Storage'!J$34","v":15},1.5477494520153129E-7,{"$f":"'Reservoir Storage'!J$35","v":1.5719974848040243},3.4692290077030967]
[null,null,null,null,null,null,null,null,null,null,null,null,null,null,{"$f":"'Reservoir Storage'!J$23","v":9.5419999999999998},{"$f":"'Reservoir Storage'!J$26","v":11.590333333333334},{"$f":"Q25+IF('Reservoir Storage'!J$26<=15,0.5,IF('Reservoir Storage'!J$26<=30,1,2))","v":10},7.261561095402028,70.511313263235834,{"$f":"IF($Q26=0,\" \",IF(S26>99.99,InterpolateXY(O26,P26,'South East Qld Peaking Factors'!$D$7:$Q$7,'South East Qld Peaking Factors'!$C$8:$C$22,'South East Qld Peaking Factors'!$D$8:$Q$22),IF(S26>99,(InterpolateXY(O26,P26,'South East Qld Peaking Factors'!$D$7:$Q$7,'South East Qld Peaking Factors'!$C$8:$C$22,'South East Qld Peaking Factors'!$D$8:$Q$22)- InterpolateXY(O26,P26,'South East Qld Peaking Factors'!$D$23:$Q$23,'South East Qld Peaking Factors'!$C$24:$C$38,'South East Qld Peaking Factors'!$D$24:$Q$38))*(S26-99)+ InterpolateXY(O26,P26,'South East Qld Peaking Factors'!$D$23:$Q$23,'South East Qld Peaking Factors'!$C$24:$C$38,'South East Qld Peaking Factors'!$D$24:$Q$38),IF(S26>98,(InterpolateXY(O26,P26,'South East Qld Peaking Factors'!$D$23:$Q$23,'South East Qld Peaking Factors'!$C$24:$C$38,'South East Qld Peaking Factors'!$D$24:$Q$38)-InterpolateXY(O26,P26,'South East Qld Peaking Factors'!$D$39:$Q$39,'South East Qld Peaking Factors'!$C$40:$C$54,'South East Qld Peaking Factors'!$D$40:$Q$54))*(S26-98)+ InterpolateXY(O26,P26,'South East Qld Peaking Factors'!$D$39:$Q$39,'South East Qld Peaking Factors'!$C$40:$C$54,'South East Qld Peaking Factors'!$D$40:$Q$54),IF(S26>95,(InterpolateXY(O26,P26,'South East Qld Peaking Factors'!$D$39:$Q$39,'South East Qld Peaking Factors'!$C$40:$C$54,'South East Qld Peaking Factors'!$D$40:$Q$54)-InterpolateXY(O26,P26,'South East Qld Peaking Factors'!$D$55:$Q$55,'South East Qld Peaking Factors'!$C$56:$C$70,'South East Qld Peaking Factors'!$D$56:$Q$70))*(S26-95)/3+InterpolateXY(O26,P26,'South East Qld Peaking Factors'!$D$55:$Q$55,'South East Qld Peaking Factors'!$C$56:$C$70,'South East Qld Peaking Factors'!$D$56:$Q$70),IF(S26>90,(InterpolateXY(O26,P26,'South East Qld Peaking Factors'!$D$55:$Q$55,'South East Qld Peaking Factors'!$C$56:$C$70,'South East Qld Peaking Factors'!$D$56:$Q$70)-InterpolateXY(O26,P26,'South East Qld Peaking Factors'!$D$71:$Q$71,'South East Qld Peaking Factors'!$C$72:$C$86,'South East Qld Peaking Factors'!$D$72:$Q$86))*(S26-90)/5+InterpolateXY(O26,P26,'South East Qld Peaking Factors'!$D$71:$Q$71,'South East Qld Peaking Factors'!$C$72:$C$86,'South East Qld Peaking Factors'!$D$72:$Q$86),IF(S26>80,(InterpolateXY(O26,P26,'South East Qld Peaking Factors'!$D$71:$Q$71,'South East Qld Peaking Factors'!$C$72:$C$86,'South East Qld Peaking Factors'!$D$72:$Q$86)-InterpolateXY(O26,P26,'South East Qld Peaking Factors'!$D$87:$Q$87,'South East Qld Peaking Factors'!$C$88:$C$102,'South East Qld Peaking Factors'!$D$88:$Q$102))*(S26-80)/10+InterpolateXY(O26,P26,'South East Qld Peaking Factors'!$D$87:$Q$87,'South East Qld Peaking Factors'!$C$88:$C$102,'South East Qld Peaking Factors'!$D$88:$Q$102),IF(S26>70,(InterpolateXY(O26,P26,'South East Qld Peaking Factors'!$D$87:$Q$87,'South East Qld Peaking Factors'!$C$88:$C$102,'South East Qld Peaking Factors'!$D$88:$Q$102)-InterpolateXY(O26,P26,'South East Qld Peaking Factors'!$D$103:$Q$103,'South East Qld Peaking Factors'!$C$104:$C$118,'South East Qld Peaking Factors'!$D$104:$Q$118))*(S26-70)/10+InterpolateXY(O26,P26,'South East Qld Peaking Factors'!$D$103:$Q$103,'South East Qld Peaking Factors'!$C$104:$C$118,'South East Qld Peaking Factors'!$D$104:$Q$118),IF(S26>60,(InterpolateXY(O26,P26,'South East Qld Peaking Factors'!$D$103:$Q$103,'South East Qld Peaking Factors'!$C$104:$C$118,'South East Qld Peaking Factors'!$D$104:$Q$118)-InterpolateXY(O26,P26,'South East Qld Peaking Factors'!$D$119:$Q$119,'South East Qld Peaking Factors'!$C$120:$C$134,'South East Qld Peaking Factors'!$D$120:$Q$134))*(S26-60)/10+InterpolateXY(O26,P26,'South East Qld Peaking Factors'!$D$119:$Q$119,'South East Qld Peaking Factors'!$C$120:$C$134,'South East Qld Peaking Factors'!$D$120:$Q$134),IF(S26>50,(InterpolateXY(O26,P26,'South East Qld Peaking Factors'!$D$119:$Q$119,'South East Qld Peaking Factors'!$C$120:$C$134,'South East Qld Peaking Factors'!$D$120:$Q$134)-1)*(S26-50)/10+1,1))))))))))","v":1.1687523236607016},{"$f":"IF($Q26=0,\" \",IF(S26>99.99,InterpolateXY(O26,P26,'South East Qld Peaking Factors'!$S$7:$AF$7,'South East Qld Peaking Factors'!$R$8:$R$22,'South East Qld Peaking Factors'!$S$8:$AF$22),IF(S26>99,(InterpolateXY(O26,P26,'South East Qld Peaking Factors'!$S$7:$AF$7,'South East Qld Peaking Factors'!$R$8:$R$22,'South East Qld Peaking Factors'!$S$8:$AF$22)- InterpolateXY(O26,P26,'South East Qld Peaking Factors'!$S$23:$AF$23,'South East Qld Peaking Factors'!$R$24:$R$38,'South East Qld Peaking Factors'!$S$24:$AF$38))*(S26-99)+ InterpolateXY(O26,P26,'South East Qld Peaking Factors'!$S$23:$AF$23,'South East Qld Peaking Factors'!$R$24:$R$38,'South East Qld Peaking Factors'!$S$24:$AF$38),IF(S26>98,(InterpolateXY(O26,P26,'South East Qld Peaking Factors'!$S$23:$AF$23,'South East Qld Peaking Factors'!$R$24:$R$38,'South East Qld Peaking Factors'!$S$24:$AF$38)-InterpolateXY(O26,P26,'South East Qld Peaking Factors'!$S$39:$AF$39,'South East Qld Peaking Factors'!$R$40:$R$54,'South East Qld Peaking Factors'!$S$40:$AF$54))*(S26-98)+ InterpolateXY(O26,P26,'South East Qld Peaking Factors'!$S$39:$AF$39,'South East Qld Peaking Factors'!$R$40:$R$54,'South East Qld Peaking Factors'!$S$40:$AF$54),IF(S26>95,(InterpolateXY(O26,P26,'South East Qld Peaking Factors'!$S$39:$AF$39,'South East Qld Peaking Factors'!$R$40:$R$54,'South East Qld Peaking Factors'!$S$40:$AF$54)-InterpolateXY(O26,P26,'South East Qld Peaking Factors'!$S$55:$AF$55,'South East Qld Peaking Factors'!$R$56:$R$70,'South East Qld Peaking Factors'!$S$56:$AF$70))*(S26-95)/3+InterpolateXY(O26,P26,'South East Qld Peaking Factors'!$S$55:$AF$55,'South East Qld Peaking Factors'!$R$56:$R$70,'South East Qld Peaking Factors'!$S$56:$AF$70),IF(S26>90,(InterpolateXY(O26,P26,'South East Qld Peaking Factors'!$S$55:$AF$55,'South East Qld Peaking Factors'!$R$56:$R$70,'South East Qld Peaking Factors'!$S$56:$AF$70)-InterpolateXY(O26,P26,'South East Qld Peaking Factors'!$S$71:$AF$71,'South East Qld Peaking Factors'!$R$72:$R$86,'South East Qld Peaking Factors'!$S$72:$AF$86))*(S26-90)/5+InterpolateXY(O26,P26,'South East Qld Peaking Factors'!$S$71:$AF$71,'South East Qld Peaking Factors'!$R$72:$R$86,'South East Qld Peaking Factors'!$S$72:$AF$86),IF(S26>80,(InterpolateXY(O26,P26,'South East Qld Peaking Factors'!$S$71:$AF$71,'South East Qld Peaking Factors'!$R$72:$R$86,'South East Qld Peaking Factors'!$S$72:$AF$86)-InterpolateXY(O26,P26,'South East Qld Peaking Factors'!$S$87:$AF$87,'South East Qld Peaking Factors'!$R$88:$R$102,'South East Qld Peaking Factors'!$S$88:$AF$102))*(S26-80)/10+InterpolateXY(O26,P26,'South East Qld Peaking Factors'!$S$87:$AF$87,'South East Qld Peaking Factors'!$R$88:$R$102,'South East Qld Peaking Factors'!$S$88:$AF$102),IF(S26>70,(InterpolateXY(O26,P26,'South East Qld Peaking Factors'!$S$87:$AF$87,'South East Qld Peaking Factors'!$R$88:$R$102,'South East Qld Peaking Factors'!$S$88:$AF$102)-InterpolateXY(O26,P26,'South East Qld Peaking Factors'!$S$103:$AF$103,'South East Qld Peaking Factors'!$R$104:$R$118,'South East Qld Peaking Factors'!$S$104:$AF$118))*(S26-70)/10+InterpolateXY(O26,P26,'South East Qld Peaking Factors'!$S$103:$AF$103,'South East Qld Peaking Factors'!$R$104:$R$118,'South East Qld Peaking Factors'!$S$104:$AF$118),IF(S26>60,(InterpolateXY(O26,P26,'South East Qld Peaking Factors'!$S$103:$AF$103,'South East Qld Peaking Factors'!$R$104:$R$118,'South East Qld Peaking Factors'!$S$104:$AF$118)-InterpolateXY(O26,P26,'South East Qld Peaking Factors'!$S$119:$AF$119,'South East Qld Peaking Factors'!$R$120:$R$134,'South East Qld Peaking Factors'!$S$120:$AF$134))*(S26-60)/10+InterpolateXY(O26,P26,'South East Qld Peaking Factors'!$S$119:$AF$119,'South East Qld Peaking Factors'!$R$120:$R$134,'South East Qld Peaking Factors'!$S$120:$AF$134),IF(S26>50,(InterpolateXY(O26,P26,'South East Qld Peaking Factors'!$S$119:$AF$119,'South East Qld Peaking Factors'!$R$120:$R$134,'South East Qld Peaking Factors'!$S$120:$AF$134)-1)*(S26-50)/10+1,1))))))))))","v":1.127539015717524},-1.0554928224580085E-2,{"$f":"'Reservoir Storage'!J$34","v":15},2.3294824836597506E-13,{"$f":"'Reservoir Storage'!J$35","v":1.5719974848040243},3.4171227064796734]
[null,null,null,null,null,null,null,null,null,null,null,null,null,null,{"$f":"'Reservoir Storage'!J$23","v":9.5419999999999998},{"$f":"'Reservoir Storage'!J$26","v":11.590333333333334},{"$f":"Q26+IF('Reservoir Storage'!J$26<=15,0.5,IF('Reservoir Storage'!J$26<=30,1,2))","v":10.5},{"$f":"T$2*Q27^T$3","v":7.4627003398654495},{"$f":"100*(1-(1-1/Q27)^P27)","v":68.65140215755703},{"$f":"IF($Q27=0,\" \",IF(S27>99.99,InterpolateXY(O27,P27,'South East Qld Peaking Factors'!$D$7:$Q$7,'South East Qld Peaking Factors'!$C$8:$C$22,'South East Qld Peaking Factors'!$D$8:$Q$22),IF(S27>99,(InterpolateXY(O27,P27,'South East Qld Peaking Factors'!$D$7:$Q$7,'South East Qld Peaking Factors'!$C$8:$C$22,'South East Qld Peaking Factors'!$D$8:$Q$22)- InterpolateXY(O27,P27,'South East Qld Peaking Factors'!$D$23:$Q$23,'South East Qld Peaking Factors'!$C$24:$C$38,'South East Qld Peaking Factors'!$D$24:$Q$38))*(S27-99)+ InterpolateXY(O27,P27,'South East Qld Peaking Factors'!$D$23:$Q$23,'South East Qld Peaking Factors'!$C$24:$C$38,'South East Qld Peaking Factors'!$D$24:$Q$38),IF(S27>98,(InterpolateXY(O27,P27,'South East Qld Peaking Factors'!$D$23:$Q$23,'South East Qld Peaking Factors'!$C$24:$C$38,'South East Qld Peaking Factors'!$D$24:$Q$38)-InterpolateXY(O27,P27,'South East Qld Peaking Factors'!$D$39:$Q$39,'South East Qld Peaking Factors'!$C$40:$C$54,'South East Qld Peaking Factors'!$D$40:$Q$54))*(S27-98)+ InterpolateXY(O27,P27,'South East Qld Peaking Factors'!$D$39:$Q$39,'South East Qld Peaking Factors'!$C$40:$C$54,'South East Qld Peaking Factors'!$D$40:$Q$54),IF(S27>95,(InterpolateXY(O27,P27,'South East Qld Peaking Factors'!$D$39:$Q$39,'South East Qld Peaking Factors'!$C$40:$C$54,'South East Qld Peaking Factors'!$D$40:$Q$54)-InterpolateXY(O27,P27,'South East Qld Peaking Factors'!$D$55:$Q$55,'South East Qld Peaking Factors'!$C$56:$C$70,'South East Qld Peaking Factors'!$D$56:$Q$70))*(S27-95)/3+InterpolateXY(O27,P27,'South East Qld Peaking Factors'!$D$55:$Q$55,'South East Qld Peaking Factors'!$C$56:$C$70,'South East Qld Peaking Factors'!$D$56:$Q$70),IF(S27>90,(InterpolateXY(O27,P27,'South East Qld Peaking Factors'!$D$55:$Q$55,'South East Qld Peaking Factors'!$C$56:$C$70,'South East Qld Peaking Factors'!$D$56:$Q$70)-InterpolateXY(O27,P27,'South East Qld Peaking Factors'!$D$71:$Q$71,'South East Qld Peaking Factors'!$C$72:$C$86,'South East Qld Peaking Factors'!$D$72:$Q$86))*(S27-90)/5+InterpolateXY(O27,P27,'South East Qld Peaking Factors'!$D$71:$Q$71,'South East Qld Peaking Factors'!$C$72:$C$86,'South East Qld Peaking Factors'!$D$72:$Q$86),IF(S27>80,(InterpolateXY(O27,P27,'South East Qld Peaking Factors'!$D$71:$Q$71,'South East Qld Peaking Factors'!$C$72:$C$86,'South East Qld Peaking Factors'!$D$72:$Q$86)-InterpolateXY(O27,P27,'South East Qld Peaking Factors'!$D$87:$Q$87,'South East Qld Peaking Factors'!$C$88:$C$102,'South East Qld Peaking Factors'!$D$88:$Q$102))*(S27-80)/10+InterpolateXY(O27,P27,'South East Qld Peaking Factors'!$D$87:$Q$87,'South East Qld Peaking Factors'!$C$88:$C$102,'South East Qld Peaking Factors'!$D$88:$Q$102),IF(S27>70,(InterpolateXY(O27,P27,'South East Qld Peaking Factors'!$D$87:$Q$87,'South East Qld Peaking Factors'!$C$88:$C$102,'South East Qld Peaking Factors'!$D$88:$Q$102)-InterpolateXY(O27,P27,'South East Qld Peaking Factors'!$D$103:$Q$103,'South East Qld Peaking Factors'!$C$104:$C$118,'South East Qld Peaking Factors'!$D$104:$Q$118))*(S27-70)/10+InterpolateXY(O27,P27,'South East Qld Peaking Factors'!$D$103:$Q$103,'South East Qld Peaking Factors'!$C$104:$C$118,'South East Qld Peaking Factors'!$D$104:$Q$118),IF(S27>60,(InterpolateXY(O27,P27,'South East Qld Peaking Factors'!$D$103:$Q$103,'South East Qld Peaking Factors'!$C$104:$C$118,'South East Qld Peaking Factors'!$D$104:$Q$118)-InterpolateXY(O27,P27,'South East Qld Peaking Factors'!$D$119:$Q$119,'South East Qld Peaking Factors'!$C$120:$C$134,'South East Qld Peaking Factors'!$D$120:$Q$134))*(S27-60)/10+InterpolateXY(O27,P27,'South East Qld Peaking Factors'!$D$119:$Q$119,'South East Qld Peaking Factors'!$C$120:$C$134,'South East Qld Peaking Factors'!$D$120:$Q$134),IF(S27>50,(InterpolateXY(O27,P27,'South East Qld Peaking Factors'!$D$119:$Q$119,'South East Qld Peaking Factors'!$C$120:$C$134,'South East Qld Peaking Factors'!$D$120:$Q$134)-1)*(S27-50)/10+1,1))))))))))","v":1.1494316276429544},{"$f":"IF($Q27=0,\" \",IF(S27>99.99,InterpolateXY(O27,P27,'South East Qld Peaking Factors'!$S$7:$AF$7,'South East Qld Peaking Factors'!$R$8:$R$22,'South East Qld Peaking Factors'!$S$8:$AF$22),IF(S27>99,(InterpolateXY(O27,P27,'South East Qld Peaking Factors'!$S$7:$AF$7,'South East Qld Peaking Factors'!$R$8:$R$22,'South East Qld Peaking Factors'!$S$8:$AF$22)- InterpolateXY(O27,P27,'South East Qld Peaking Factors'!$S$23:$AF$23,'South East Qld Peaking Factors'!$R$24:$R$38,'South East Qld Peaking Factors'!$S$24:$AF$38))*(S27-99)+ InterpolateXY(O27,P27,'South East Qld Peaking Factors'!$S$23:$AF$23,'South East Qld Peaking Factors'!$R$24:$R$38,'South East Qld Peaking Factors'!$S$24:$AF$38),IF(S27>98,(InterpolateXY(O27,P27,'South East Qld Peaking Factors'!$S$23:$AF$23,'South East Qld Peaking Factors'!$R$24:$R$38,'South East Qld Peaking Factors'!$S$24:$AF$38)-InterpolateXY(O27,P27,'South East Qld Peaking Factors'!$S$39:$AF$39,'South East Qld Peaking Factors'!$R$40:$R$54,'South East Qld Peaking Factors'!$S$40:$AF$54))*(S27-98)+ InterpolateXY(O27,P27,'South East Qld Peaking Factors'!$S$39:$AF$39,'South East Qld Peaking Factors'!$R$40:$R$54,'South East Qld Peaking Factors'!$S$40:$AF$54),IF(S27>95,(InterpolateXY(O27,P27,'South East Qld Peaking Factors'!$S$39:$AF$39,'South East Qld Peaking Factors'!$R$40:$R$54,'South East Qld Peaking Factors'!$S$40:$AF$54)-InterpolateXY(O27,P27,'South East Qld Peaking Factors'!$S$55:$AF$55,'South East Qld Peaking Factors'!$R$56:$R$70,'South East Qld Peaking Factors'!$S$56:$AF$70))*(S27-95)/3+InterpolateXY(O27,P27,'South East Qld Peaking Factors'!$S$55:$AF$55,'South East Qld Peaking Factors'!$R$56:$R$70,'South East Qld Peaking Factors'!$S$56:$AF$70),IF(S27>90,(InterpolateXY(O27,P27,'South East Qld Peaking Factors'!$S$55:$AF$55,'South East Qld Peaking Factors'!$R$56:$R$70,'South East Qld Peaking Factors'!$S$56:$AF$70)-InterpolateXY(O27,P27,'South East Qld Peaking Factors'!$S$71:$AF$71,'South East Qld Peaking Factors'!$R$72:$R$86,'South East Qld Peaking Factors'!$S$72:$AF$86))*(S27-90)/5+InterpolateXY(O27,P27,'South East Qld Peaking Factors'!$S$71:$AF$71,'South East Qld Peaking Factors'!$R$72:$R$86,'South East Qld Peaking Factors'!$S$72:$AF$86),IF(S27>80,(InterpolateXY(O27,P27,'South East Qld Peaking Factors'!$S$71:$AF$71,'South East Qld Peaking Factors'!$R$72:$R$86,'South East Qld Peaking Factors'!$S$72:$AF$86)-InterpolateXY(O27,P27,'South East Qld Peaking Factors'!$S$87:$AF$87,'South East Qld Peaking Factors'!$R$88:$R$102,'South East Qld Peaking Factors'!$S$88:$AF$102))*(S27-80)/10+InterpolateXY(O27,P27,'South East Qld Peaking Factors'!$S$87:$AF$87,'South East Qld Peaking Factors'!$R$88:$R$102,'South East Qld Peaking Factors'!$S$88:$AF$102),IF(S27>70,(InterpolateXY(O27,P27,'South East Qld Peaking Factors'!$S$87:$AF$87,'South East Qld Peaking Factors'!$R$88:$R$102,'South East Qld Peaking Factors'!$S$88:$AF$102)-InterpolateXY(O27,P27,'South East Qld Peaking Factors'!$S$103:$AF$103,'South East Qld Peaking Factors'!$R$104:$R$118,'South East Qld Peaking Factors'!$S$104:$AF$118))*(S27-70)/10+InterpolateXY(O27,P27,'South East Qld Peaking Factors'!$S$103:$AF$103,'South East Qld Peaking Factors'!$R$104:$R$118,'South East Qld Peaking Factors'!$S$104:$AF$118),IF(S27>60,(InterpolateXY(O27,P27,'South East Qld Peaking Factors'!$S$103:$AF$103,'South East Qld Peaking Factors'!$R$104:$R$118,'South East Qld Peaking Factors'!$S$104:$AF$118)-InterpolateXY(O27,P27,'South East Qld Peaking Factors'!$S$119:$AF$119,'South East Qld Peaking Factors'!$R$120:$R$134,'South East Qld Peaking Factors'!$S$120:$AF$134))*(S27-60)/10+InterpolateXY(O27,P27,'South East Qld Peaking Factors'!$S$119:$AF$119,'South East Qld Peaking Factors'!$R$120:$R$134,'South East Qld Peaking Factors'!$S$120:$AF$134),IF(S27>50,(InterpolateXY(O27,P27,'South East Qld Peaking Factors'!$S$119:$AF$119,'South East Qld Peaking Factors'!$R$120:$R$134,'South East Qld Peaking Factors'!$S$120:$AF$134)-1)*(S27-50)/10+1,1))))))))))","v":1.119515842334398},{"$f":"IF(S27>=50,-LOG(T27/U27)/LOG(30),\" \")","v":-7.7535268298012097E-3},{"$f":"'Reservoir Storage'!J$34","v":15},1.065723594156211E-18,{"$f":"'Reservoir Storage'!J$35","v":1.5719974848040243},3.4414447284645453]
[null,null,null,null,null,null,null,null,null,null,null,null,null,null,{"$f":"'Reservoir Storage'!J$23","v":9.5419999999999998},{"$f":"'Reservoir Storage'!J$26","v":11.590333333333334},{"$f":"Q27+IF('Reservoir Storage'!J$26<=15,0.5,IF('Reservoir Storage'!J$26<=30,1,2))","v":11},7.6596671769716274,66.868203785690511,{"$f":"IF($Q28=0,\" \",IF(S28>99.99,InterpolateXY(O28,P28,'South East Qld Peaking Factors'!$D$7:$Q$7,'South East Qld Peaking Factors'!$C$8:$C$22,'South East Qld Peaking Factors'!$D$8:$Q$22),IF(S28>99,(InterpolateXY(O28,P28,'South East Qld Peaking Factors'!$D$7:$Q$7,'South East Qld Peaking Factors'!$C$8:$C$22,'South East Qld Peaking Factors'!$D$8:$Q$22)- InterpolateXY(O28,P28,'South East Qld Peaking Factors'!$D$23:$Q$23,'South East Qld Peaking Factors'!$C$24:$C$38,'South East Qld Peaking Factors'!$D$24:$Q$38))*(S28-99)+ InterpolateXY(O28,P28,'South East Qld Peaking Factors'!$D$23:$Q$23,'South East Qld Peaking Factors'!$C$24:$C$38,'South East Qld Peaking Factors'!$D$24:$Q$38),IF(S28>98,(InterpolateXY(O28,P28,'South East Qld Peaking Factors'!$D$23:$Q$23,'South East Qld Peaking Factors'!$C$24:$C$38,'South East Qld Peaking Factors'!$D$24:$Q$38)-InterpolateXY(O28,P28,'South East Qld Peaking Factors'!$D$39:$Q$39,'South East Qld Peaking Factors'!$C$40:$C$54,'South East Qld Peaking Factors'!$D$40:$Q$54))*(S28-98)+ InterpolateXY(O28,P28,'South East Qld Peaking Factors'!$D$39:$Q$39,'South East Qld Peaking Factors'!$C$40:$C$54,'South East Qld Peaking Factors'!$D$40:$Q$54),IF(S28>95,(InterpolateXY(O28,P28,'South East Qld Peaking Factors'!$D$39:$Q$39,'South East Qld Peaking Factors'!$C$40:$C$54,'South East Qld Peaking Factors'!$D$40:$Q$54)-InterpolateXY(O28,P28,'South East Qld Peaking Factors'!$D$55:$Q$55,'South East Qld Peaking Factors'!$C$56:$C$70,'South East Qld Peaking Factors'!$D$56:$Q$70))*(S28-95)/3+InterpolateXY(O28,P28,'South East Qld Peaking Factors'!$D$55:$Q$55,'South East Qld Peaking Factors'!$C$56:$C$70,'South East Qld Peaking Factors'!$D$56:$Q$70),IF(S28>90,(InterpolateXY(O28,P28,'South East Qld Peaking Factors'!$D$55:$Q$55,'South East Qld Peaking Factors'!$C$56:$C$70,'South East Qld Peaking Factors'!$D$56:$Q$70)-InterpolateXY(O28,P28,'South East Qld Peaking Factors'!$D$71:$Q$71,'South East Qld Peaking Factors'!$C$72:$C$86,'South East Qld Peaking Factors'!$D$72:$Q$86))*(S28-90)/5+InterpolateXY(O28,P28,'South East Qld Peaking Factors'!$D$71:$Q$71,'South East Qld Peaking Factors'!$C$72:$C$86,'South East Qld Peaking Factors'!$D$72:$Q$86),IF(S28>80,(InterpolateXY(O28,P28,'South East Qld Peaking Factors'!$D$71:$Q$71,'South East Qld Peaking Factors'!$C$72:$C$86,'South East Qld Peaking Factors'!$D$72:$Q$86)-InterpolateXY(O28,P28,'South East Qld Peaking Factors'!$D$87:$Q$87,'South East Qld Peaking Factors'!$C$88:$C$102,'South East Qld Peaking Factors'!$D$88:$Q$102))*(S28-80)/10+InterpolateXY(O28,P28,'South East Qld Peaking Factors'!$D$87:$Q$87,'South East Qld Peaking Factors'!$C$88:$C$102,'South East Qld Peaking Factors'!$D$88:$Q$102),IF(S28>70,(InterpolateXY(O28,P28,'South East Qld Peaking Factors'!$D$87:$Q$87,'South East Qld Peaking Factors'!$C$88:$C$102,'South East Qld Peaking Factors'!$D$88:$Q$102)-InterpolateXY(O28,P28,'South East Qld Peaking Factors'!$D$103:$Q$103,'South East Qld Peaking Factors'!$C$104:$C$118,'South East Qld Peaking Factors'!$D$104:$Q$118))*(S28-70)/10+InterpolateXY(O28,P28,'South East Qld Peaking Factors'!$D$103:$Q$103,'South East Qld Peaking Factors'!$C$104:$C$118,'South East Qld Peaking Factors'!$D$104:$Q$118),IF(S28>60,(InterpolateXY(O28,P28,'South East Qld Peaking Factors'!$D$103:$Q$103,'South East Qld Peaking Factors'!$C$104:$C$118,'South East Qld Peaking Factors'!$D$104:$Q$118)-InterpolateXY(O28,P28,'South East Qld Peaking Factors'!$D$119:$Q$119,'South East Qld Peaking Factors'!$C$120:$C$134,'South East Qld Peaking Factors'!$D$120:$Q$134))*(S28-60)/10+InterpolateXY(O28,P28,'South East Qld Peaking Factors'!$D$119:$Q$119,'South East Qld Peaking Factors'!$C$120:$C$134,'South East Qld Peaking Factors'!$D$120:$Q$134),IF(S28>50,(InterpolateXY(O28,P28,'South East Qld Peaking Factors'!$D$119:$Q$119,'South East Qld Peaking Factors'!$C$120:$C$134,'South East Qld Peaking Factors'!$D$120:$Q$134)-1)*(S28-50)/10+1,1))))))))))","v":1.1382536226643003},{"$f":"IF($Q28=0,\" \",IF(S28>99.99,InterpolateXY(O28,P28,'South East Qld Peaking Factors'!$S$7:$AF$7,'South East Qld Peaking Factors'!$R$8:$R$22,'South East Qld Peaking Factors'!$S$8:$AF$22),IF(S28>99,(InterpolateXY(O28,P28,'South East Qld Peaking Factors'!$S$7:$AF$7,'South East Qld Peaking Factors'!$R$8:$R$22,'South East Qld Peaking Factors'!$S$8:$AF$22)- InterpolateXY(O28,P28,'South East Qld Peaking Factors'!$S$23:$AF$23,'South East Qld Peaking Factors'!$R$24:$R$38,'South East Qld Peaking Factors'!$S$24:$AF$38))*(S28-99)+ InterpolateXY(O28,P28,'South East Qld Peaking Factors'!$S$23:$AF$23,'South East Qld Peaking Factors'!$R$24:$R$38,'South East Qld Peaking Factors'!$S$24:$AF$38),IF(S28>98,(InterpolateXY(O28,P28,'South East Qld Peaking Factors'!$S$23:$AF$23,'South East Qld Peaking Factors'!$R$24:$R$38,'South East Qld Peaking Factors'!$S$24:$AF$38)-InterpolateXY(O28,P28,'South East Qld Peaking Factors'!$S$39:$AF$39,'South East Qld Peaking Factors'!$R$40:$R$54,'South East Qld Peaking Factors'!$S$40:$AF$54))*(S28-98)+ InterpolateXY(O28,P28,'South East Qld Peaking Factors'!$S$39:$AF$39,'South East Qld Peaking Factors'!$R$40:$R$54,'South East Qld Peaking Factors'!$S$40:$AF$54),IF(S28>95,(InterpolateXY(O28,P28,'South East Qld Peaking Factors'!$S$39:$AF$39,'South East Qld Peaking Factors'!$R$40:$R$54,'South East Qld Peaking Factors'!$S$40:$AF$54)-InterpolateXY(O28,P28,'South East Qld Peaking Factors'!$S$55:$AF$55,'South East Qld Peaking Factors'!$R$56:$R$70,'South East Qld Peaking Factors'!$S$56:$AF$70))*(S28-95)/3+InterpolateXY(O28,P28,'South East Qld Peaking Factors'!$S$55:$AF$55,'South East Qld Peaking Factors'!$R$56:$R$70,'South East Qld Peaking Factors'!$S$56:$AF$70),IF(S28>90,(InterpolateXY(O28,P28,'South East Qld Peaking Factors'!$S$55:$AF$55,'South East Qld Peaking Factors'!$R$56:$R$70,'South East Qld Peaking Factors'!$S$56:$AF$70)-InterpolateXY(O28,P28,'South East Qld Peaking Factors'!$S$71:$AF$71,'South East Qld Peaking Factors'!$R$72:$R$86,'South East Qld Peaking Factors'!$S$72:$AF$86))*(S28-90)/5+InterpolateXY(O28,P28,'South East Qld Peaking Factors'!$S$71:$AF$71,'South East Qld Peaking Factors'!$R$72:$R$86,'South East Qld Peaking Factors'!$S$72:$AF$86),IF(S28>80,(InterpolateXY(O28,P28,'South East Qld Peaking Factors'!$S$71:$AF$71,'South East Qld Peaking Factors'!$R$72:$R$86,'South East Qld Peaking Factors'!$S$72:$AF$86)-InterpolateXY(O28,P28,'South East Qld Peaking Factors'!$S$87:$AF$87,'South East Qld Peaking Factors'!$R$88:$R$102,'South East Qld Peaking Factors'!$S$88:$AF$102))*(S28-80)/10+InterpolateXY(O28,P28,'South East Qld Peaking Factors'!$S$87:$AF$87,'South East Qld Peaking Factors'!$R$88:$R$102,'South East Qld Peaking Factors'!$S$88:$AF$102),IF(S28>70,(InterpolateXY(O28,P28,'South East Qld Peaking Factors'!$S$87:$AF$87,'South East Qld Peaking Factors'!$R$88:$R$102,'South East Qld Peaking Factors'!$S$88:$AF$102)-InterpolateXY(O28,P28,'South East Qld Peaking Factors'!$S$103:$AF$103,'South East Qld Peaking Factors'!$R$104:$R$118,'South East Qld Peaking Factors'!$S$104:$AF$118))*(S28-70)/10+InterpolateXY(O28,P28,'South East Qld Peaking Factors'!$S$103:$AF$103,'South East Qld Peaking Factors'!$R$104:$R$118,'South East Qld Peaking Factors'!$S$104:$AF$118),IF(S28>60,(InterpolateXY(O28,P28,'South East Qld Peaking Factors'!$S$103:$AF$103,'South East Qld Peaking Factors'!$R$104:$R$118,'South East Qld Peaking Factors'!$S$104:$AF$118)-InterpolateXY(O28,P28,'South East Qld Peaking Factors'!$S$119:$AF$119,'South East Qld Peaking Factors'!$R$120:$R$134,'South East Qld Peaking Factors'!$S$120:$AF$134))*(S28-60)/10+InterpolateXY(O28,P28,'South East Qld Peaking Factors'!$S$119:$AF$119,'South East Qld Peaking Factors'!$R$120:$R$134,'South East Qld Peaking Factors'!$S$120:$AF$134),IF(S28>50,(InterpolateXY(O28,P28,'South East Qld Peaking Factors'!$S$119:$AF$119,'South East Qld Peaking Factors'!$R$120:$R$134,'South East Qld Peaking Factors'!$S$120:$AF$134)-1)*(S28-50)/10+1,1))))))))))","v":1.1128012795881614},-6.6490308686654696E-3,{"$f":"'Reservoir Storage'!J$34","v":15},2.9960540464696053E-22,{"$f":"'Reservoir Storage'!J$35","v":1.5719974848040243},3.4928106235177467]
[null,null,null,null,null,null,null,null,null,null,null,null,null,null,{"$f":"'Reservoir Storage'!J$23","v":9.5419999999999998},{"$f":"'Reservoir Storage'!J$26","v":11.590333333333334},{"$f":"Q28+IF('Reservoir Storage'!J$26<=15,0.5,IF('Reservoir Storage'!J$26<=30,1,2))","v":11.5},7.8527321856503258,65.159623702508384,{"$f":"IF($Q29=0,\" \",IF(S29>99.99,InterpolateXY(O29,P29,'South East Qld Peaking Factors'!$D$7:$Q$7,'South East Qld Peaking Factors'!$C$8:$C$22,'South East Qld Peaking Factors'!$D$8:$Q$22),IF(S29>99,(InterpolateXY(O29,P29,'South East Qld Peaking Factors'!$D$7:$Q$7,'South East Qld Peaking Factors'!$C$8:$C$22,'South East Qld Peaking Factors'!$D$8:$Q$22)- InterpolateXY(O29,P29,'South East Qld Peaking Factors'!$D$23:$Q$23,'South East Qld Peaking Factors'!$C$24:$C$38,'South East Qld Peaking Factors'!$D$24:$Q$38))*(S29-99)+ InterpolateXY(O29,P29,'South East Qld Peaking Factors'!$D$23:$Q$23,'South East Qld Peaking Factors'!$C$24:$C$38,'South East Qld Peaking Factors'!$D$24:$Q$38),IF(S29>98,(InterpolateXY(O29,P29,'South East Qld Peaking Factors'!$D$23:$Q$23,'South East Qld Peaking Factors'!$C$24:$C$38,'South East Qld Peaking Factors'!$D$24:$Q$38)-InterpolateXY(O29,P29,'South East Qld Peaking Factors'!$D$39:$Q$39,'South East Qld Peaking Factors'!$C$40:$C$54,'South East Qld Peaking Factors'!$D$40:$Q$54))*(S29-98)+ InterpolateXY(O29,P29,'South East Qld Peaking Factors'!$D$39:$Q$39,'South East Qld Peaking Factors'!$C$40:$C$54,'South East Qld Peaking Factors'!$D$40:$Q$54),IF(S29>95,(InterpolateXY(O29,P29,'South East Qld Peaking Factors'!$D$39:$Q$39,'South East Qld Peaking Factors'!$C$40:$C$54,'South East Qld Peaking Factors'!$D$40:$Q$54)-InterpolateXY(O29,P29,'South East Qld Peaking Factors'!$D$55:$Q$55,'South East Qld Peaking Factors'!$C$56:$C$70,'South East Qld Peaking Factors'!$D$56:$Q$70))*(S29-95)/3+InterpolateXY(O29,P29,'South East Qld Peaking Factors'!$D$55:$Q$55,'South East Qld Peaking Factors'!$C$56:$C$70,'South East Qld Peaking Factors'!$D$56:$Q$70),IF(S29>90,(InterpolateXY(O29,P29,'South East Qld Peaking Factors'!$D$55:$Q$55,'South East Qld Peaking Factors'!$C$56:$C$70,'South East Qld Peaking Factors'!$D$56:$Q$70)-InterpolateXY(O29,P29,'South East Qld Peaking Factors'!$D$71:$Q$71,'South East Qld Peaking Factors'!$C$72:$C$86,'South East Qld Peaking Factors'!$D$72:$Q$86))*(S29-90)/5+InterpolateXY(O29,P29,'South East Qld Peaking Factors'!$D$71:$Q$71,'South East Qld Peaking Factors'!$C$72:$C$86,'South East Qld Peaking Factors'!$D$72:$Q$86),IF(S29>80,(InterpolateXY(O29,P29,'South East Qld Peaking Factors'!$D$71:$Q$71,'South East Qld Peaking Factors'!$C$72:$C$86,'South East Qld Peaking Factors'!$D$72:$Q$86)-InterpolateXY(O29,P29,'South East Qld Peaking Factors'!$D$87:$Q$87,'South East Qld Peaking Factors'!$C$88:$C$102,'South East Qld Peaking Factors'!$D$88:$Q$102))*(S29-80)/10+InterpolateXY(O29,P29,'South East Qld Peaking Factors'!$D$87:$Q$87,'South East Qld Peaking Factors'!$C$88:$C$102,'South East Qld Peaking Factors'!$D$88:$Q$102),IF(S29>70,(InterpolateXY(O29,P29,'South East Qld Peaking Factors'!$D$87:$Q$87,'South East Qld Peaking Factors'!$C$88:$C$102,'South East Qld Peaking Factors'!$D$88:$Q$102)-InterpolateXY(O29,P29,'South East Qld Peaking Factors'!$D$103:$Q$103,'South East Qld Peaking Factors'!$C$104:$C$118,'South East Qld Peaking Factors'!$D$104:$Q$118))*(S29-70)/10+InterpolateXY(O29,P29,'South East Qld Peaking Factors'!$D$103:$Q$103,'South East Qld Peaking Factors'!$C$104:$C$118,'South East Qld Peaking Factors'!$D$104:$Q$118),IF(S29>60,(InterpolateXY(O29,P29,'South East Qld Peaking Factors'!$D$103:$Q$103,'South East Qld Peaking Factors'!$C$104:$C$118,'South East Qld Peaking Factors'!$D$104:$Q$118)-InterpolateXY(O29,P29,'South East Qld Peaking Factors'!$D$119:$Q$119,'South East Qld Peaking Factors'!$C$120:$C$134,'South East Qld Peaking Factors'!$D$120:$Q$134))*(S29-60)/10+InterpolateXY(O29,P29,'South East Qld Peaking Factors'!$D$119:$Q$119,'South East Qld Peaking Factors'!$C$120:$C$134,'South East Qld Peaking Factors'!$D$120:$Q$134),IF(S29>50,(InterpolateXY(O29,P29,'South East Qld Peaking Factors'!$D$119:$Q$119,'South East Qld Peaking Factors'!$C$120:$C$134,'South East Qld Peaking Factors'!$D$120:$Q$134)-1)*(S29-50)/10+1,1))))))))))","v":1.1275433635155956},{"$f":"IF($Q29=0,\" \",IF(S29>99.99,InterpolateXY(O29,P29,'South East Qld Peaking Factors'!$S$7:$AF$7,'South East Qld Peaking Factors'!$R$8:$R$22,'South East Qld Peaking Factors'!$S$8:$AF$22),IF(S29>99,(InterpolateXY(O29,P29,'South East Qld Peaking Factors'!$S$7:$AF$7,'South East Qld Peaking Factors'!$R$8:$R$22,'South East Qld Peaking Factors'!$S$8:$AF$22)- InterpolateXY(O29,P29,'South East Qld Peaking Factors'!$S$23:$AF$23,'South East Qld Peaking Factors'!$R$24:$R$38,'South East Qld Peaking Factors'!$S$24:$AF$38))*(S29-99)+ InterpolateXY(O29,P29,'South East Qld Peaking Factors'!$S$23:$AF$23,'South East Qld Peaking Factors'!$R$24:$R$38,'South East Qld Peaking Factors'!$S$24:$AF$38),IF(S29>98,(InterpolateXY(O29,P29,'South East Qld Peaking Factors'!$S$23:$AF$23,'South East Qld Peaking Factors'!$R$24:$R$38,'South East Qld Peaking Factors'!$S$24:$AF$38)-InterpolateXY(O29,P29,'South East Qld Peaking Factors'!$S$39:$AF$39,'South East Qld Peaking Factors'!$R$40:$R$54,'South East Qld Peaking Factors'!$S$40:$AF$54))*(S29-98)+ InterpolateXY(O29,P29,'South East Qld Peaking Factors'!$S$39:$AF$39,'South East Qld Peaking Factors'!$R$40:$R$54,'South East Qld Peaking Factors'!$S$40:$AF$54),IF(S29>95,(InterpolateXY(O29,P29,'South East Qld Peaking Factors'!$S$39:$AF$39,'South East Qld Peaking Factors'!$R$40:$R$54,'South East Qld Peaking Factors'!$S$40:$AF$54)-InterpolateXY(O29,P29,'South East Qld Peaking Factors'!$S$55:$AF$55,'South East Qld Peaking Factors'!$R$56:$R$70,'South East Qld Peaking Factors'!$S$56:$AF$70))*(S29-95)/3+InterpolateXY(O29,P29,'South East Qld Peaking Factors'!$S$55:$AF$55,'South East Qld Peaking Factors'!$R$56:$R$70,'South East Qld Peaking Factors'!$S$56:$AF$70),IF(S29>90,(InterpolateXY(O29,P29,'South East Qld Peaking Factors'!$S$55:$AF$55,'South East Qld Peaking Factors'!$R$56:$R$70,'South East Qld Peaking Factors'!$S$56:$AF$70)-InterpolateXY(O29,P29,'South East Qld Peaking Factors'!$S$71:$AF$71,'South East Qld Peaking Factors'!$R$72:$R$86,'South East Qld Peaking Factors'!$S$72:$AF$86))*(S29-90)/5+InterpolateXY(O29,P29,'South East Qld Peaking Factors'!$S$71:$AF$71,'South East Qld Peaking Factors'!$R$72:$R$86,'South East Qld Peaking Factors'!$S$72:$AF$86),IF(S29>80,(InterpolateXY(O29,P29,'South East Qld Peaking Factors'!$S$71:$AF$71,'South East Qld Peaking Factors'!$R$72:$R$86,'South East Qld Peaking Factors'!$S$72:$AF$86)-InterpolateXY(O29,P29,'South East Qld Peaking Factors'!$S$87:$AF$87,'South East Qld Peaking Factors'!$R$88:$R$102,'South East Qld Peaking Factors'!$S$88:$AF$102))*(S29-80)/10+InterpolateXY(O29,P29,'South East Qld Peaking Factors'!$S$87:$AF$87,'South East Qld Peaking Factors'!$R$88:$R$102,'South East Qld Peaking Factors'!$S$88:$AF$102),IF(S29>70,(InterpolateXY(O29,P29,'South East Qld Peaking Factors'!$S$87:$AF$87,'South East Qld Peaking Factors'!$R$88:$R$102,'South East Qld Peaking Factors'!$S$88:$AF$102)-InterpolateXY(O29,P29,'South East Qld Peaking Factors'!$S$103:$AF$103,'South East Qld Peaking Factors'!$R$104:$R$118,'South East Qld Peaking Factors'!$S$104:$AF$118))*(S29-70)/10+InterpolateXY(O29,P29,'South East Qld Peaking Factors'!$S$103:$AF$103,'South East Qld Peaking Factors'!$R$104:$R$118,'South East Qld Peaking Factors'!$S$104:$AF$118),IF(S29>60,(InterpolateXY(O29,P29,'South East Qld Peaking Factors'!$S$103:$AF$103,'South East Qld Peaking Factors'!$R$104:$R$118,'South East Qld Peaking Factors'!$S$104:$AF$118)-InterpolateXY(O29,P29,'South East Qld Peaking Factors'!$S$119:$AF$119,'South East Qld Peaking Factors'!$R$120:$R$134,'South East Qld Peaking Factors'!$S$120:$AF$134))*(S29-60)/10+InterpolateXY(O29,P29,'South East Qld Peaking Factors'!$S$119:$AF$119,'South East Qld Peaking Factors'!$R$120:$R$134,'South East Qld Peaking Factors'!$S$120:$AF$134),IF(S29>50,(InterpolateXY(O29,P29,'South East Qld Peaking Factors'!$S$119:$AF$119,'South East Qld Peaking Factors'!$R$120:$R$134,'South East Qld Peaking Factors'!$S$120:$AF$134)-1)*(S29-50)/10+1,1))))))))))","v":1.1063676890485472},-5.5741999497241485E-3,{"$f":"'Reservoir Storage'!J$34","v":15},4.7209767319092134E-27,{"$f":"'Reservoir Storage'!J$35","v":1.5719974848040243},3.5423115772541287]
[null,null,null,null,null,null,null,null,null,null,null,null,null,null,{"$f":"'Reservoir Storage'!J$23","v":9.5419999999999998},{"$f":"'Reservoir Storage'!J$26","v":11.590333333333334},{"$f":"Q29+IF('Reservoir Storage'!J$26<=15,0.5,IF('Reservoir Storage'!J$26<=30,1,2))","v":12},8.0421374869349584,63.523094916548303,{"$f":"IF($Q30=0,\" \",IF(S30>99.99,InterpolateXY(O30,P30,'South East Qld Peaking Factors'!$D$7:$Q$7,'South East Qld Peaking Factors'!$C$8:$C$22,'South East Qld Peaking Factors'!$D$8:$Q$22),IF(S30>99,(InterpolateXY(O30,P30,'South East Qld Peaking Factors'!$D$7:$Q$7,'South East Qld Peaking Factors'!$C$8:$C$22,'South East Qld Peaking Factors'!$D$8:$Q$22)- InterpolateXY(O30,P30,'South East Qld Peaking Factors'!$D$23:$Q$23,'South East Qld Peaking Factors'!$C$24:$C$38,'South East Qld Peaking Factors'!$D$24:$Q$38))*(S30-99)+ InterpolateXY(O30,P30,'South East Qld Peaking Factors'!$D$23:$Q$23,'South East Qld Peaking Factors'!$C$24:$C$38,'South East Qld Peaking Factors'!$D$24:$Q$38),IF(S30>98,(InterpolateXY(O30,P30,'South East Qld Peaking Factors'!$D$23:$Q$23,'South East Qld Peaking Factors'!$C$24:$C$38,'South East Qld Peaking Factors'!$D$24:$Q$38)-InterpolateXY(O30,P30,'South East Qld Peaking Factors'!$D$39:$Q$39,'South East Qld Peaking Factors'!$C$40:$C$54,'South East Qld Peaking Factors'!$D$40:$Q$54))*(S30-98)+ InterpolateXY(O30,P30,'South East Qld Peaking Factors'!$D$39:$Q$39,'South East Qld Peaking Factors'!$C$40:$C$54,'South East Qld Peaking Factors'!$D$40:$Q$54),IF(S30>95,(InterpolateXY(O30,P30,'South East Qld Peaking Factors'!$D$39:$Q$39,'South East Qld Peaking Factors'!$C$40:$C$54,'South East Qld Peaking Factors'!$D$40:$Q$54)-InterpolateXY(O30,P30,'South East Qld Peaking Factors'!$D$55:$Q$55,'South East Qld Peaking Factors'!$C$56:$C$70,'South East Qld Peaking Factors'!$D$56:$Q$70))*(S30-95)/3+InterpolateXY(O30,P30,'South East Qld Peaking Factors'!$D$55:$Q$55,'South East Qld Peaking Factors'!$C$56:$C$70,'South East Qld Peaking Factors'!$D$56:$Q$70),IF(S30>90,(InterpolateXY(O30,P30,'South East Qld Peaking Factors'!$D$55:$Q$55,'South East Qld Peaking Factors'!$C$56:$C$70,'South East Qld Peaking Factors'!$D$56:$Q$70)-InterpolateXY(O30,P30,'South East Qld Peaking Factors'!$D$71:$Q$71,'South East Qld Peaking Factors'!$C$72:$C$86,'South East Qld Peaking Factors'!$D$72:$Q$86))*(S30-90)/5+InterpolateXY(O30,P30,'South East Qld Peaking Factors'!$D$71:$Q$71,'South East Qld Peaking Factors'!$C$72:$C$86,'South East Qld Peaking Factors'!$D$72:$Q$86),IF(S30>80,(InterpolateXY(O30,P30,'South East Qld Peaking Factors'!$D$71:$Q$71,'South East Qld Peaking Factors'!$C$72:$C$86,'South East Qld Peaking Factors'!$D$72:$Q$86)-InterpolateXY(O30,P30,'South East Qld Peaking Factors'!$D$87:$Q$87,'South East Qld Peaking Factors'!$C$88:$C$102,'South East Qld Peaking Factors'!$D$88:$Q$102))*(S30-80)/10+InterpolateXY(O30,P30,'South East Qld Peaking Factors'!$D$87:$Q$87,'South East Qld Peaking Factors'!$C$88:$C$102,'South East Qld Peaking Factors'!$D$88:$Q$102),IF(S30>70,(InterpolateXY(O30,P30,'South East Qld Peaking Factors'!$D$87:$Q$87,'South East Qld Peaking Factors'!$C$88:$C$102,'South East Qld Peaking Factors'!$D$88:$Q$102)-InterpolateXY(O30,P30,'South East Qld Peaking Factors'!$D$103:$Q$103,'South East Qld Peaking Factors'!$C$104:$C$118,'South East Qld Peaking Factors'!$D$104:$Q$118))*(S30-70)/10+InterpolateXY(O30,P30,'South East Qld Peaking Factors'!$D$103:$Q$103,'South East Qld Peaking Factors'!$C$104:$C$118,'South East Qld Peaking Factors'!$D$104:$Q$118),IF(S30>60,(InterpolateXY(O30,P30,'South East Qld Peaking Factors'!$D$103:$Q$103,'South East Qld Peaking Factors'!$C$104:$C$118,'South East Qld Peaking Factors'!$D$104:$Q$118)-InterpolateXY(O30,P30,'South East Qld Peaking Factors'!$D$119:$Q$119,'South East Qld Peaking Factors'!$C$120:$C$134,'South East Qld Peaking Factors'!$D$120:$Q$134))*(S30-60)/10+InterpolateXY(O30,P30,'South East Qld Peaking Factors'!$D$119:$Q$119,'South East Qld Peaking Factors'!$C$120:$C$134,'South East Qld Peaking Factors'!$D$120:$Q$134),IF(S30>50,(InterpolateXY(O30,P30,'South East Qld Peaking Factors'!$D$119:$Q$119,'South East Qld Peaking Factors'!$C$120:$C$134,'South East Qld Peaking Factors'!$D$120:$Q$134)-1)*(S30-50)/10+1,1))))))))))","v":1.1172847589734523},{"$f":"IF($Q30=0,\" \",IF(S30>99.99,InterpolateXY(O30,P30,'South East Qld Peaking Factors'!$S$7:$AF$7,'South East Qld Peaking Factors'!$R$8:$R$22,'South East Qld Peaking Factors'!$S$8:$AF$22),IF(S30>99,(InterpolateXY(O30,P30,'South East Qld Peaking Factors'!$S$7:$AF$7,'South East Qld Peaking Factors'!$R$8:$R$22,'South East Qld Peaking Factors'!$S$8:$AF$22)- InterpolateXY(O30,P30,'South East Qld Peaking Factors'!$S$23:$AF$23,'South East Qld Peaking Factors'!$R$24:$R$38,'South East Qld Peaking Factors'!$S$24:$AF$38))*(S30-99)+ InterpolateXY(O30,P30,'South East Qld Peaking Factors'!$S$23:$AF$23,'South East Qld Peaking Factors'!$R$24:$R$38,'South East Qld Peaking Factors'!$S$24:$AF$38),IF(S30>98,(InterpolateXY(O30,P30,'South East Qld Peaking Factors'!$S$23:$AF$23,'South East Qld Peaking Factors'!$R$24:$R$38,'South East Qld Peaking Factors'!$S$24:$AF$38)-InterpolateXY(O30,P30,'South East Qld Peaking Factors'!$S$39:$AF$39,'South East Qld Peaking Factors'!$R$40:$R$54,'South East Qld Peaking Factors'!$S$40:$AF$54))*(S30-98)+ InterpolateXY(O30,P30,'South East Qld Peaking Factors'!$S$39:$AF$39,'South East Qld Peaking Factors'!$R$40:$R$54,'South East Qld Peaking Factors'!$S$40:$AF$54),IF(S30>95,(InterpolateXY(O30,P30,'South East Qld Peaking Factors'!$S$39:$AF$39,'South East Qld Peaking Factors'!$R$40:$R$54,'South East Qld Peaking Factors'!$S$40:$AF$54)-InterpolateXY(O30,P30,'South East Qld Peaking Factors'!$S$55:$AF$55,'South East Qld Peaking Factors'!$R$56:$R$70,'South East Qld Peaking Factors'!$S$56:$AF$70))*(S30-95)/3+InterpolateXY(O30,P30,'South East Qld Peaking Factors'!$S$55:$AF$55,'South East Qld Peaking Factors'!$R$56:$R$70,'South East Qld Peaking Factors'!$S$56:$AF$70),IF(S30>90,(InterpolateXY(O30,P30,'South East Qld Peaking Factors'!$S$55:$AF$55,'South East Qld Peaking Factors'!$R$56:$R$70,'South East Qld Peaking Factors'!$S$56:$AF$70)-InterpolateXY(O30,P30,'South East Qld Peaking Factors'!$S$71:$AF$71,'South East Qld Peaking Factors'!$R$72:$R$86,'South East Qld Peaking Factors'!$S$72:$AF$86))*(S30-90)/5+InterpolateXY(O30,P30,'South East Qld Peaking Factors'!$S$71:$AF$71,'South East Qld Peaking Factors'!$R$72:$R$86,'South East Qld Peaking Factors'!$S$72:$AF$86),IF(S30>80,(InterpolateXY(O30,P30,'South East Qld Peaking Factors'!$S$71:$AF$71,'South East Qld Peaking Factors'!$R$72:$R$86,'South East Qld Peaking Factors'!$S$72:$AF$86)-InterpolateXY(O30,P30,'South East Qld Peaking Factors'!$S$87:$AF$87,'South East Qld Peaking Factors'!$R$88:$R$102,'South East Qld Peaking Factors'!$S$88:$AF$102))*(S30-80)/10+InterpolateXY(O30,P30,'South East Qld Peaking Factors'!$S$87:$AF$87,'South East Qld Peaking Factors'!$R$88:$R$102,'South East Qld Peaking Factors'!$S$88:$AF$102),IF(S30>70,(InterpolateXY(O30,P30,'South East Qld Peaking Factors'!$S$87:$AF$87,'South East Qld Peaking Factors'!$R$88:$R$102,'South East Qld Peaking Factors'!$S$88:$AF$102)-InterpolateXY(O30,P30,'South East Qld Peaking Factors'!$S$103:$AF$103,'South East Qld Peaking Factors'!$R$104:$R$118,'South East Qld Peaking Factors'!$S$104:$AF$118))*(S30-70)/10+InterpolateXY(O30,P30,'South East Qld Peaking Factors'!$S$103:$AF$103,'South East Qld Peaking Factors'!$R$104:$R$118,'South East Qld Peaking Factors'!$S$104:$AF$118),IF(S30>60,(InterpolateXY(O30,P30,'South East Qld Peaking Factors'!$S$103:$AF$103,'South East Qld Peaking Factors'!$R$104:$R$118,'South East Qld Peaking Factors'!$S$104:$AF$118)-InterpolateXY(O30,P30,'South East Qld Peaking Factors'!$S$119:$AF$119,'South East Qld Peaking Factors'!$R$120:$R$134,'South East Qld Peaking Factors'!$S$120:$AF$134))*(S30-60)/10+InterpolateXY(O30,P30,'South East Qld Peaking Factors'!$S$119:$AF$119,'South East Qld Peaking Factors'!$R$120:$R$134,'South East Qld Peaking Factors'!$S$120:$AF$134),IF(S30>50,(InterpolateXY(O30,P30,'South East Qld Peaking Factors'!$S$119:$AF$119,'South East Qld Peaking Factors'!$R$120:$R$134,'South East Qld Peaking Factors'!$S$120:$AF$134)-1)*(S30-50)/10+1,1))))))))))","v":1.1002054048110121},-4.5291477639080573E-3,{"$f":"'Reservoir Storage'!J$34","v":15},6.6666513806701705E-34,{"$f":"'Reservoir Storage'!J$35","v":1.5719974848040243},3.5901629263539543]
[null,null,null,null,null,null,null,null,null,null,null,null,null,null,{"$f":"'Reservoir Storage'!J$23","v":9.5419999999999998},{"$f":"'Reservoir Storage'!J$26","v":11.590333333333334},{"$f":"Q30+IF('Reservoir Storage'!J$26<=15,0.5,IF('Reservoir Storage'!J$26<=30,1,2))","v":12.5},8.2281007901768426,61.955765652244075,{"$f":"IF($Q31=0,\" \",IF(S31>99.99,InterpolateXY(O31,P31,'South East Qld Peaking Factors'!$D$7:$Q$7,'South East Qld Peaking Factors'!$C$8:$C$22,'South East Qld Peaking Factors'!$D$8:$Q$22),IF(S31>99,(InterpolateXY(O31,P31,'South East Qld Peaking Factors'!$D$7:$Q$7,'South East Qld Peaking Factors'!$C$8:$C$22,'South East Qld Peaking Factors'!$D$8:$Q$22)- InterpolateXY(O31,P31,'South East Qld Peaking Factors'!$D$23:$Q$23,'South East Qld Peaking Factors'!$C$24:$C$38,'South East Qld Peaking Factors'!$D$24:$Q$38))*(S31-99)+ InterpolateXY(O31,P31,'South East Qld Peaking Factors'!$D$23:$Q$23,'South East Qld Peaking Factors'!$C$24:$C$38,'South East Qld Peaking Factors'!$D$24:$Q$38),IF(S31>98,(InterpolateXY(O31,P31,'South East Qld Peaking Factors'!$D$23:$Q$23,'South East Qld Peaking Factors'!$C$24:$C$38,'South East Qld Peaking Factors'!$D$24:$Q$38)-InterpolateXY(O31,P31,'South East Qld Peaking Factors'!$D$39:$Q$39,'South East Qld Peaking Factors'!$C$40:$C$54,'South East Qld Peaking Factors'!$D$40:$Q$54))*(S31-98)+ InterpolateXY(O31,P31,'South East Qld Peaking Factors'!$D$39:$Q$39,'South East Qld Peaking Factors'!$C$40:$C$54,'South East Qld Peaking Factors'!$D$40:$Q$54),IF(S31>95,(InterpolateXY(O31,P31,'South East Qld Peaking Factors'!$D$39:$Q$39,'South East Qld Peaking Factors'!$C$40:$C$54,'South East Qld Peaking Factors'!$D$40:$Q$54)-InterpolateXY(O31,P31,'South East Qld Peaking Factors'!$D$55:$Q$55,'South East Qld Peaking Factors'!$C$56:$C$70,'South East Qld Peaking Factors'!$D$56:$Q$70))*(S31-95)/3+InterpolateXY(O31,P31,'South East Qld Peaking Factors'!$D$55:$Q$55,'South East Qld Peaking Factors'!$C$56:$C$70,'South East Qld Peaking Factors'!$D$56:$Q$70),IF(S31>90,(InterpolateXY(O31,P31,'South East Qld Peaking Factors'!$D$55:$Q$55,'South East Qld Peaking Factors'!$C$56:$C$70,'South East Qld Peaking Factors'!$D$56:$Q$70)-InterpolateXY(O31,P31,'South East Qld Peaking Factors'!$D$71:$Q$71,'South East Qld Peaking Factors'!$C$72:$C$86,'South East Qld Peaking Factors'!$D$72:$Q$86))*(S31-90)/5+InterpolateXY(O31,P31,'South East Qld Peaking Factors'!$D$71:$Q$71,'South East Qld Peaking Factors'!$C$72:$C$86,'South East Qld Peaking Factors'!$D$72:$Q$86),IF(S31>80,(InterpolateXY(O31,P31,'South East Qld Peaking Factors'!$D$71:$Q$71,'South East Qld Peaking Factors'!$C$72:$C$86,'South East Qld Peaking Factors'!$D$72:$Q$86)-InterpolateXY(O31,P31,'South East Qld Peaking Factors'!$D$87:$Q$87,'South East Qld Peaking Factors'!$C$88:$C$102,'South East Qld Peaking Factors'!$D$88:$Q$102))*(S31-80)/10+InterpolateXY(O31,P31,'South East Qld Peaking Factors'!$D$87:$Q$87,'South East Qld Peaking Factors'!$C$88:$C$102,'South East Qld Peaking Factors'!$D$88:$Q$102),IF(S31>70,(InterpolateXY(O31,P31,'South East Qld Peaking Factors'!$D$87:$Q$87,'South East Qld Peaking Factors'!$C$88:$C$102,'South East Qld Peaking Factors'!$D$88:$Q$102)-InterpolateXY(O31,P31,'South East Qld Peaking Factors'!$D$103:$Q$103,'South East Qld Peaking Factors'!$C$104:$C$118,'South East Qld Peaking Factors'!$D$104:$Q$118))*(S31-70)/10+InterpolateXY(O31,P31,'South East Qld Peaking Factors'!$D$103:$Q$103,'South East Qld Peaking Factors'!$C$104:$C$118,'South East Qld Peaking Factors'!$D$104:$Q$118),IF(S31>60,(InterpolateXY(O31,P31,'South East Qld Peaking Factors'!$D$103:$Q$103,'South East Qld Peaking Factors'!$C$104:$C$118,'South East Qld Peaking Factors'!$D$104:$Q$118)-InterpolateXY(O31,P31,'South East Qld Peaking Factors'!$D$119:$Q$119,'South East Qld Peaking Factors'!$C$120:$C$134,'South East Qld Peaking Factors'!$D$120:$Q$134))*(S31-60)/10+InterpolateXY(O31,P31,'South East Qld Peaking Factors'!$D$119:$Q$119,'South East Qld Peaking Factors'!$C$120:$C$134,'South East Qld Peaking Factors'!$D$120:$Q$134),IF(S31>50,(InterpolateXY(O31,P31,'South East Qld Peaking Factors'!$D$119:$Q$119,'South East Qld Peaking Factors'!$C$120:$C$134,'South East Qld Peaking Factors'!$D$120:$Q$134)-1)*(S31-50)/10+1,1))))))))))","v":1.107459932641178},{"$f":"IF($Q31=0,\" \",IF(S31>99.99,InterpolateXY(O31,P31,'South East Qld Peaking Factors'!$S$7:$AF$7,'South East Qld Peaking Factors'!$R$8:$R$22,'South East Qld Peaking Factors'!$S$8:$AF$22),IF(S31>99,(InterpolateXY(O31,P31,'South East Qld Peaking Factors'!$S$7:$AF$7,'South East Qld Peaking Factors'!$R$8:$R$22,'South East Qld Peaking Factors'!$S$8:$AF$22)- InterpolateXY(O31,P31,'South East Qld Peaking Factors'!$S$23:$AF$23,'South East Qld Peaking Factors'!$R$24:$R$38,'South East Qld Peaking Factors'!$S$24:$AF$38))*(S31-99)+ InterpolateXY(O31,P31,'South East Qld Peaking Factors'!$S$23:$AF$23,'South East Qld Peaking Factors'!$R$24:$R$38,'South East Qld Peaking Factors'!$S$24:$AF$38),IF(S31>98,(InterpolateXY(O31,P31,'South East Qld Peaking Factors'!$S$23:$AF$23,'South East Qld Peaking Factors'!$R$24:$R$38,'South East Qld Peaking Factors'!$S$24:$AF$38)-InterpolateXY(O31,P31,'South East Qld Peaking Factors'!$S$39:$AF$39,'South East Qld Peaking Factors'!$R$40:$R$54,'South East Qld Peaking Factors'!$S$40:$AF$54))*(S31-98)+ InterpolateXY(O31,P31,'South East Qld Peaking Factors'!$S$39:$AF$39,'South East Qld Peaking Factors'!$R$40:$R$54,'South East Qld Peaking Factors'!$S$40:$AF$54),IF(S31>95,(InterpolateXY(O31,P31,'South East Qld Peaking Factors'!$S$39:$AF$39,'South East Qld Peaking Factors'!$R$40:$R$54,'South East Qld Peaking Factors'!$S$40:$AF$54)-InterpolateXY(O31,P31,'South East Qld Peaking Factors'!$S$55:$AF$55,'South East Qld Peaking Factors'!$R$56:$R$70,'South East Qld Peaking Factors'!$S$56:$AF$70))*(S31-95)/3+InterpolateXY(O31,P31,'South East Qld Peaking Factors'!$S$55:$AF$55,'South East Qld Peaking Factors'!$R$56:$R$70,'South East Qld Peaking Factors'!$S$56:$AF$70),IF(S31>90,(InterpolateXY(O31,P31,'South East Qld Peaking Factors'!$S$55:$AF$55,'South East Qld Peaking Factors'!$R$56:$R$70,'South East Qld Peaking Factors'!$S$56:$AF$70)-InterpolateXY(O31,P31,'South East Qld Peaking Factors'!$S$71:$AF$71,'South East Qld Peaking Factors'!$R$72:$R$86,'South East Qld Peaking Factors'!$S$72:$AF$86))*(S31-90)/5+InterpolateXY(O31,P31,'South East Qld Peaking Factors'!$S$71:$AF$71,'South East Qld Peaking Factors'!$R$72:$R$86,'South East Qld Peaking Factors'!$S$72:$AF$86),IF(S31>80,(InterpolateXY(O31,P31,'South East Qld Peaking Factors'!$S$71:$AF$71,'South East Qld Peaking Factors'!$R$72:$R$86,'South East Qld Peaking Factors'!$S$72:$AF$86)-InterpolateXY(O31,P31,'South East Qld Peaking Factors'!$S$87:$AF$87,'South East Qld Peaking Factors'!$R$88:$R$102,'South East Qld Peaking Factors'!$S$88:$AF$102))*(S31-80)/10+InterpolateXY(O31,P31,'South East Qld Peaking Factors'!$S$87:$AF$87,'South East Qld Peaking Factors'!$R$88:$R$102,'South East Qld Peaking Factors'!$S$88:$AF$102),IF(S31>70,(InterpolateXY(O31,P31,'South East Qld Peaking Factors'!$S$87:$AF$87,'South East Qld Peaking Factors'!$R$88:$R$102,'South East Qld Peaking Factors'!$S$88:$AF$102)-InterpolateXY(O31,P31,'South East Qld Peaking Factors'!$S$103:$AF$103,'South East Qld Peaking Factors'!$R$104:$R$118,'South East Qld Peaking Factors'!$S$104:$AF$118))*(S31-70)/10+InterpolateXY(O31,P31,'South East Qld Peaking Factors'!$S$103:$AF$103,'South East Qld Peaking Factors'!$R$104:$R$118,'South East Qld Peaking Factors'!$S$104:$AF$118),IF(S31>60,(InterpolateXY(O31,P31,'South East Qld Peaking Factors'!$S$103:$AF$103,'South East Qld Peaking Factors'!$R$104:$R$118,'South East Qld Peaking Factors'!$S$104:$AF$118)-InterpolateXY(O31,P31,'South East Qld Peaking Factors'!$S$119:$AF$119,'South East Qld Peaking Factors'!$R$120:$R$134,'South East Qld Peaking Factors'!$S$120:$AF$134))*(S31-60)/10+InterpolateXY(O31,P31,'South East Qld Peaking Factors'!$S$119:$AF$119,'South East Qld Peaking Factors'!$R$120:$R$134,'South East Qld Peaking Factors'!$S$120:$AF$134),IF(S31>50,(InterpolateXY(O31,P31,'South East Qld Peaking Factors'!$S$119:$AF$119,'South East Qld Peaking Factors'!$R$120:$R$134,'South East Qld Peaking Factors'!$S$120:$AF$134)-1)*(S31-50)/10+1,1))))))))))","v":1.0943036886277657},-3.513699011943859E-3,{"$f":"'Reservoir Storage'!J$34","v":15},1.8639993702346273E-44,{"$f":"'Reservoir Storage'!J$35","v":1.5719974848040243},3.6365482620984908]
[null,null,null,null,null,null,null,null,null,null,null,null,null,null,{"$f":"'Reservoir Storage'!J$23","v":9.5419999999999998},{"$f":"'Reservoir Storage'!J$26","v":11.590333333333334},{"$f":"Q31+IF('Reservoir Storage'!J$26<=15,0.5,IF('Reservoir Storage'!J$26<=30,1,2))","v":13},8.4108187260468643,60.454633844116124,{"$f":"IF($Q32=0,\" \",IF(S32>99.99,InterpolateXY(O32,P32,'South East Qld Peaking Factors'!$D$7:$Q$7,'South East Qld Peaking Factors'!$C$8:$C$22,'South East Qld Peaking Factors'!$D$8:$Q$22),IF(S32>99,(InterpolateXY(O32,P32,'South East Qld Peaking Factors'!$D$7:$Q$7,'South East Qld Peaking Factors'!$C$8:$C$22,'South East Qld Peaking Factors'!$D$8:$Q$22)- InterpolateXY(O32,P32,'South East Qld Peaking Factors'!$D$23:$Q$23,'South East Qld Peaking Factors'!$C$24:$C$38,'South East Qld Peaking Factors'!$D$24:$Q$38))*(S32-99)+ InterpolateXY(O32,P32,'South East Qld Peaking Factors'!$D$23:$Q$23,'South East Qld Peaking Factors'!$C$24:$C$38,'South East Qld Peaking Factors'!$D$24:$Q$38),IF(S32>98,(InterpolateXY(O32,P32,'South East Qld Peaking Factors'!$D$23:$Q$23,'South East Qld Peaking Factors'!$C$24:$C$38,'South East Qld Peaking Factors'!$D$24:$Q$38)-InterpolateXY(O32,P32,'South East Qld Peaking Factors'!$D$39:$Q$39,'South East Qld Peaking Factors'!$C$40:$C$54,'South East Qld Peaking Factors'!$D$40:$Q$54))*(S32-98)+ InterpolateXY(O32,P32,'South East Qld Peaking Factors'!$D$39:$Q$39,'South East Qld Peaking Factors'!$C$40:$C$54,'South East Qld Peaking Factors'!$D$40:$Q$54),IF(S32>95,(InterpolateXY(O32,P32,'South East Qld Peaking Factors'!$D$39:$Q$39,'South East Qld Peaking Factors'!$C$40:$C$54,'South East Qld Peaking Factors'!$D$40:$Q$54)-InterpolateXY(O32,P32,'South East Qld Peaking Factors'!$D$55:$Q$55,'South East Qld Peaking Factors'!$C$56:$C$70,'South East Qld Peaking Factors'!$D$56:$Q$70))*(S32-95)/3+InterpolateXY(O32,P32,'South East Qld Peaking Factors'!$D$55:$Q$55,'South East Qld Peaking Factors'!$C$56:$C$70,'South East Qld Peaking Factors'!$D$56:$Q$70),IF(S32>90,(InterpolateXY(O32,P32,'South East Qld Peaking Factors'!$D$55:$Q$55,'South East Qld Peaking Factors'!$C$56:$C$70,'South East Qld Peaking Factors'!$D$56:$Q$70)-InterpolateXY(O32,P32,'South East Qld Peaking Factors'!$D$71:$Q$71,'South East Qld Peaking Factors'!$C$72:$C$86,'South East Qld Peaking Factors'!$D$72:$Q$86))*(S32-90)/5+InterpolateXY(O32,P32,'South East Qld Peaking Factors'!$D$71:$Q$71,'South East Qld Peaking Factors'!$C$72:$C$86,'South East Qld Peaking Factors'!$D$72:$Q$86),IF(S32>80,(InterpolateXY(O32,P32,'South East Qld Peaking Factors'!$D$71:$Q$71,'South East Qld Peaking Factors'!$C$72:$C$86,'South East Qld Peaking Factors'!$D$72:$Q$86)-InterpolateXY(O32,P32,'South East Qld Peaking Factors'!$D$87:$Q$87,'South East Qld Peaking Factors'!$C$88:$C$102,'South East Qld Peaking Factors'!$D$88:$Q$102))*(S32-80)/10+InterpolateXY(O32,P32,'South East Qld Peaking Factors'!$D$87:$Q$87,'South East Qld Peaking Factors'!$C$88:$C$102,'South East Qld Peaking Factors'!$D$88:$Q$102),IF(S32>70,(InterpolateXY(O32,P32,'South East Qld Peaking Factors'!$D$87:$Q$87,'South East Qld Peaking Factors'!$C$88:$C$102,'South East Qld Peaking Factors'!$D$88:$Q$102)-InterpolateXY(O32,P32,'South East Qld Peaking Factors'!$D$103:$Q$103,'South East Qld Peaking Factors'!$C$104:$C$118,'South East Qld Peaking Factors'!$D$104:$Q$118))*(S32-70)/10+InterpolateXY(O32,P32,'South East Qld Peaking Factors'!$D$103:$Q$103,'South East Qld Peaking Factors'!$C$104:$C$118,'South East Qld Peaking Factors'!$D$104:$Q$118),IF(S32>60,(InterpolateXY(O32,P32,'South East Qld Peaking Factors'!$D$103:$Q$103,'South East Qld Peaking Factors'!$C$104:$C$118,'South East Qld Peaking Factors'!$D$104:$Q$118)-InterpolateXY(O32,P32,'South East Qld Peaking Factors'!$D$119:$Q$119,'South East Qld Peaking Factors'!$C$120:$C$134,'South East Qld Peaking Factors'!$D$120:$Q$134))*(S32-60)/10+InterpolateXY(O32,P32,'South East Qld Peaking Factors'!$D$119:$Q$119,'South East Qld Peaking Factors'!$C$120:$C$134,'South East Qld Peaking Factors'!$D$120:$Q$134),IF(S32>50,(InterpolateXY(O32,P32,'South East Qld Peaking Factors'!$D$119:$Q$119,'South East Qld Peaking Factors'!$C$120:$C$134,'South East Qld Peaking Factors'!$D$120:$Q$134)-1)*(S32-50)/10+1,1))))))))))","v":1.0980500660275683},{"$f":"IF($Q32=0,\" \",IF(S32>99.99,InterpolateXY(O32,P32,'South East Qld Peaking Factors'!$S$7:$AF$7,'South East Qld Peaking Factors'!$R$8:$R$22,'South East Qld Peaking Factors'!$S$8:$AF$22),IF(S32>99,(InterpolateXY(O32,P32,'South East Qld Peaking Factors'!$S$7:$AF$7,'South East Qld Peaking Factors'!$R$8:$R$22,'South East Qld Peaking Factors'!$S$8:$AF$22)- InterpolateXY(O32,P32,'South East Qld Peaking Factors'!$S$23:$AF$23,'South East Qld Peaking Factors'!$R$24:$R$38,'South East Qld Peaking Factors'!$S$24:$AF$38))*(S32-99)+ InterpolateXY(O32,P32,'South East Qld Peaking Factors'!$S$23:$AF$23,'South East Qld Peaking Factors'!$R$24:$R$38,'South East Qld Peaking Factors'!$S$24:$AF$38),IF(S32>98,(InterpolateXY(O32,P32,'South East Qld Peaking Factors'!$S$23:$AF$23,'South East Qld Peaking Factors'!$R$24:$R$38,'South East Qld Peaking Factors'!$S$24:$AF$38)-InterpolateXY(O32,P32,'South East Qld Peaking Factors'!$S$39:$AF$39,'South East Qld Peaking Factors'!$R$40:$R$54,'South East Qld Peaking Factors'!$S$40:$AF$54))*(S32-98)+ InterpolateXY(O32,P32,'South East Qld Peaking Factors'!$S$39:$AF$39,'South East Qld Peaking Factors'!$R$40:$R$54,'South East Qld Peaking Factors'!$S$40:$AF$54),IF(S32>95,(InterpolateXY(O32,P32,'South East Qld Peaking Factors'!$S$39:$AF$39,'South East Qld Peaking Factors'!$R$40:$R$54,'South East Qld Peaking Factors'!$S$40:$AF$54)-InterpolateXY(O32,P32,'South East Qld Peaking Factors'!$S$55:$AF$55,'South East Qld Peaking Factors'!$R$56:$R$70,'South East Qld Peaking Factors'!$S$56:$AF$70))*(S32-95)/3+InterpolateXY(O32,P32,'South East Qld Peaking Factors'!$S$55:$AF$55,'South East Qld Peaking Factors'!$R$56:$R$70,'South East Qld Peaking Factors'!$S$56:$AF$70),IF(S32>90,(InterpolateXY(O32,P32,'South East Qld Peaking Factors'!$S$55:$AF$55,'South East Qld Peaking Factors'!$R$56:$R$70,'South East Qld Peaking Factors'!$S$56:$AF$70)-InterpolateXY(O32,P32,'South East Qld Peaking Factors'!$S$71:$AF$71,'South East Qld Peaking Factors'!$R$72:$R$86,'South East Qld Peaking Factors'!$S$72:$AF$86))*(S32-90)/5+InterpolateXY(O32,P32,'South East Qld Peaking Factors'!$S$71:$AF$71,'South East Qld Peaking Factors'!$R$72:$R$86,'South East Qld Peaking Factors'!$S$72:$AF$86),IF(S32>80,(InterpolateXY(O32,P32,'South East Qld Peaking Factors'!$S$71:$AF$71,'South East Qld Peaking Factors'!$R$72:$R$86,'South East Qld Peaking Factors'!$S$72:$AF$86)-InterpolateXY(O32,P32,'South East Qld Peaking Factors'!$S$87:$AF$87,'South East Qld Peaking Factors'!$R$88:$R$102,'South East Qld Peaking Factors'!$S$88:$AF$102))*(S32-80)/10+InterpolateXY(O32,P32,'South East Qld Peaking Factors'!$S$87:$AF$87,'South East Qld Peaking Factors'!$R$88:$R$102,'South East Qld Peaking Factors'!$S$88:$AF$102),IF(S32>70,(InterpolateXY(O32,P32,'South East Qld Peaking Factors'!$S$87:$AF$87,'South East Qld Peaking Factors'!$R$88:$R$102,'South East Qld Peaking Factors'!$S$88:$AF$102)-InterpolateXY(O32,P32,'South East Qld Peaking Factors'!$S$103:$AF$103,'South East Qld Peaking Factors'!$R$104:$R$118,'South East Qld Peaking Factors'!$S$104:$AF$118))*(S32-70)/10+InterpolateXY(O32,P32,'South East Qld Peaking Factors'!$S$103:$AF$103,'South East Qld Peaking Factors'!$R$104:$R$118,'South East Qld Peaking Factors'!$S$104:$AF$118),IF(S32>60,(InterpolateXY(O32,P32,'South East Qld Peaking Factors'!$S$103:$AF$103,'South East Qld Peaking Factors'!$R$104:$R$118,'South East Qld Peaking Factors'!$S$104:$AF$118)-InterpolateXY(O32,P32,'South East Qld Peaking Factors'!$S$119:$AF$119,'South East Qld Peaking Factors'!$R$120:$R$134,'South East Qld Peaking Factors'!$S$120:$AF$134))*(S32-60)/10+InterpolateXY(O32,P32,'South East Qld Peaking Factors'!$S$119:$AF$119,'South East Qld Peaking Factors'!$R$120:$R$134,'South East Qld Peaking Factors'!$S$120:$AF$134),IF(S32>50,(InterpolateXY(O32,P32,'South East Qld Peaking Factors'!$S$119:$AF$119,'South East Qld Peaking Factors'!$R$120:$R$134,'South East Qld Peaking Factors'!$S$120:$AF$134)-1)*(S32-50)/10+1,1))))))))))","v":1.0886512363403087},-2.5274650009742368E-3,{"$f":"'Reservoir Storage'!J$34","v":15},8.1397457322276569E-63,{"$f":"'Reservoir Storage'!J$35","v":1.5719974848040243},3.6816247855251558]
[null,null,null,null,null,null,null,null,null,null,null,null,null,null,{"$f":"'Reservoir Storage'!J$23","v":9.5419999999999998},{"$f":"'Reservoir Storage'!J$26","v":11.590333333333334},{"$f":"Q32+IF('Reservoir Storage'!J$26<=15,0.5,IF('Reservoir Storage'!J$26<=30,1,2))","v":13.5},8.590469614500968,59.016642669037097,{"$f":"IF($Q33=0,\" \",IF(S33>99.99,InterpolateXY(O33,P33,'South East Qld Peaking Factors'!$D$7:$Q$7,'South East Qld Peaking Factors'!$C$8:$C$22,'South East Qld Peaking Factors'!$D$8:$Q$22),IF(S33>99,(InterpolateXY(O33,P33,'South East Qld Peaking Factors'!$D$7:$Q$7,'South East Qld Peaking Factors'!$C$8:$C$22,'South East Qld Peaking Factors'!$D$8:$Q$22)- InterpolateXY(O33,P33,'South East Qld Peaking Factors'!$D$23:$Q$23,'South East Qld Peaking Factors'!$C$24:$C$38,'South East Qld Peaking Factors'!$D$24:$Q$38))*(S33-99)+ InterpolateXY(O33,P33,'South East Qld Peaking Factors'!$D$23:$Q$23,'South East Qld Peaking Factors'!$C$24:$C$38,'South East Qld Peaking Factors'!$D$24:$Q$38),IF(S33>98,(InterpolateXY(O33,P33,'South East Qld Peaking Factors'!$D$23:$Q$23,'South East Qld Peaking Factors'!$C$24:$C$38,'South East Qld Peaking Factors'!$D$24:$Q$38)-InterpolateXY(O33,P33,'South East Qld Peaking Factors'!$D$39:$Q$39,'South East Qld Peaking Factors'!$C$40:$C$54,'South East Qld Peaking Factors'!$D$40:$Q$54))*(S33-98)+ InterpolateXY(O33,P33,'South East Qld Peaking Factors'!$D$39:$Q$39,'South East Qld Peaking Factors'!$C$40:$C$54,'South East Qld Peaking Factors'!$D$40:$Q$54),IF(S33>95,(InterpolateXY(O33,P33,'South East Qld Peaking Factors'!$D$39:$Q$39,'South East Qld Peaking Factors'!$C$40:$C$54,'South East Qld Peaking Factors'!$D$40:$Q$54)-InterpolateXY(O33,P33,'South East Qld Peaking Factors'!$D$55:$Q$55,'South East Qld Peaking Factors'!$C$56:$C$70,'South East Qld Peaking Factors'!$D$56:$Q$70))*(S33-95)/3+InterpolateXY(O33,P33,'South East Qld Peaking Factors'!$D$55:$Q$55,'South East Qld Peaking Factors'!$C$56:$C$70,'South East Qld Peaking Factors'!$D$56:$Q$70),IF(S33>90,(InterpolateXY(O33,P33,'South East Qld Peaking Factors'!$D$55:$Q$55,'South East Qld Peaking Factors'!$C$56:$C$70,'South East Qld Peaking Factors'!$D$56:$Q$70)-InterpolateXY(O33,P33,'South East Qld Peaking Factors'!$D$71:$Q$71,'South East Qld Peaking Factors'!$C$72:$C$86,'South East Qld Peaking Factors'!$D$72:$Q$86))*(S33-90)/5+InterpolateXY(O33,P33,'South East Qld Peaking Factors'!$D$71:$Q$71,'South East Qld Peaking Factors'!$C$72:$C$86,'South East Qld Peaking Factors'!$D$72:$Q$86),IF(S33>80,(InterpolateXY(O33,P33,'South East Qld Peaking Factors'!$D$71:$Q$71,'South East Qld Peaking Factors'!$C$72:$C$86,'South East Qld Peaking Factors'!$D$72:$Q$86)-InterpolateXY(O33,P33,'South East Qld Peaking Factors'!$D$87:$Q$87,'South East Qld Peaking Factors'!$C$88:$C$102,'South East Qld Peaking Factors'!$D$88:$Q$102))*(S33-80)/10+InterpolateXY(O33,P33,'South East Qld Peaking Factors'!$D$87:$Q$87,'South East Qld Peaking Factors'!$C$88:$C$102,'South East Qld Peaking Factors'!$D$88:$Q$102),IF(S33>70,(InterpolateXY(O33,P33,'South East Qld Peaking Factors'!$D$87:$Q$87,'South East Qld Peaking Factors'!$C$88:$C$102,'South East Qld Peaking Factors'!$D$88:$Q$102)-InterpolateXY(O33,P33,'South East Qld Peaking Factors'!$D$103:$Q$103,'South East Qld Peaking Factors'!$C$104:$C$118,'South East Qld Peaking Factors'!$D$104:$Q$118))*(S33-70)/10+InterpolateXY(O33,P33,'South East Qld Peaking Factors'!$D$103:$Q$103,'South East Qld Peaking Factors'!$C$104:$C$118,'South East Qld Peaking Factors'!$D$104:$Q$118),IF(S33>60,(InterpolateXY(O33,P33,'South East Qld Peaking Factors'!$D$103:$Q$103,'South East Qld Peaking Factors'!$C$104:$C$118,'South East Qld Peaking Factors'!$D$104:$Q$118)-InterpolateXY(O33,P33,'South East Qld Peaking Factors'!$D$119:$Q$119,'South East Qld Peaking Factors'!$C$120:$C$134,'South East Qld Peaking Factors'!$D$120:$Q$134))*(S33-60)/10+InterpolateXY(O33,P33,'South East Qld Peaking Factors'!$D$119:$Q$119,'South East Qld Peaking Factors'!$C$120:$C$134,'South East Qld Peaking Factors'!$D$120:$Q$134),IF(S33>50,(InterpolateXY(O33,P33,'South East Qld Peaking Factors'!$D$119:$Q$119,'South East Qld Peaking Factors'!$C$120:$C$134,'South East Qld Peaking Factors'!$D$120:$Q$134)-1)*(S33-50)/10+1,1))))))))))","v":1.0858386069564603},{"$f":"IF($Q33=0,\" \",IF(S33>99.99,InterpolateXY(O33,P33,'South East Qld Peaking Factors'!$S$7:$AF$7,'South East Qld Peaking Factors'!$R$8:$R$22,'South East Qld Peaking Factors'!$S$8:$AF$22),IF(S33>99,(InterpolateXY(O33,P33,'South East Qld Peaking Factors'!$S$7:$AF$7,'South East Qld Peaking Factors'!$R$8:$R$22,'South East Qld Peaking Factors'!$S$8:$AF$22)- InterpolateXY(O33,P33,'South East Qld Peaking Factors'!$S$23:$AF$23,'South East Qld Peaking Factors'!$R$24:$R$38,'South East Qld Peaking Factors'!$S$24:$AF$38))*(S33-99)+ InterpolateXY(O33,P33,'South East Qld Peaking Factors'!$S$23:$AF$23,'South East Qld Peaking Factors'!$R$24:$R$38,'South East Qld Peaking Factors'!$S$24:$AF$38),IF(S33>98,(InterpolateXY(O33,P33,'South East Qld Peaking Factors'!$S$23:$AF$23,'South East Qld Peaking Factors'!$R$24:$R$38,'South East Qld Peaking Factors'!$S$24:$AF$38)-InterpolateXY(O33,P33,'South East Qld Peaking Factors'!$S$39:$AF$39,'South East Qld Peaking Factors'!$R$40:$R$54,'South East Qld Peaking Factors'!$S$40:$AF$54))*(S33-98)+ InterpolateXY(O33,P33,'South East Qld Peaking Factors'!$S$39:$AF$39,'South East Qld Peaking Factors'!$R$40:$R$54,'South East Qld Peaking Factors'!$S$40:$AF$54),IF(S33>95,(InterpolateXY(O33,P33,'South East Qld Peaking Factors'!$S$39:$AF$39,'South East Qld Peaking Factors'!$R$40:$R$54,'South East Qld Peaking Factors'!$S$40:$AF$54)-InterpolateXY(O33,P33,'South East Qld Peaking Factors'!$S$55:$AF$55,'South East Qld Peaking Factors'!$R$56:$R$70,'South East Qld Peaking Factors'!$S$56:$AF$70))*(S33-95)/3+InterpolateXY(O33,P33,'South East Qld Peaking Factors'!$S$55:$AF$55,'South East Qld Peaking Factors'!$R$56:$R$70,'South East Qld Peaking Factors'!$S$56:$AF$70),IF(S33>90,(InterpolateXY(O33,P33,'South East Qld Peaking Factors'!$S$55:$AF$55,'South East Qld Peaking Factors'!$R$56:$R$70,'South East Qld Peaking Factors'!$S$56:$AF$70)-InterpolateXY(O33,P33,'South East Qld Peaking Factors'!$S$71:$AF$71,'South East Qld Peaking Factors'!$R$72:$R$86,'South East Qld Peaking Factors'!$S$72:$AF$86))*(S33-90)/5+InterpolateXY(O33,P33,'South East Qld Peaking Factors'!$S$71:$AF$71,'South East Qld Peaking Factors'!$R$72:$R$86,'South East Qld Peaking Factors'!$S$72:$AF$86),IF(S33>80,(InterpolateXY(O33,P33,'South East Qld Peaking Factors'!$S$71:$AF$71,'South East Qld Peaking Factors'!$R$72:$R$86,'South East Qld Peaking Factors'!$S$72:$AF$86)-InterpolateXY(O33,P33,'South East Qld Peaking Factors'!$S$87:$AF$87,'South East Qld Peaking Factors'!$R$88:$R$102,'South East Qld Peaking Factors'!$S$88:$AF$102))*(S33-80)/10+InterpolateXY(O33,P33,'South East Qld Peaking Factors'!$S$87:$AF$87,'South East Qld Peaking Factors'!$R$88:$R$102,'South East Qld Peaking Factors'!$S$88:$AF$102),IF(S33>70,(InterpolateXY(O33,P33,'South East Qld Peaking Factors'!$S$87:$AF$87,'South East Qld Peaking Factors'!$R$88:$R$102,'South East Qld Peaking Factors'!$S$88:$AF$102)-InterpolateXY(O33,P33,'South East Qld Peaking Factors'!$S$103:$AF$103,'South East Qld Peaking Factors'!$R$104:$R$118,'South East Qld Peaking Factors'!$S$104:$AF$118))*(S33-70)/10+InterpolateXY(O33,P33,'South East Qld Peaking Factors'!$S$103:$AF$103,'South East Qld Peaking Factors'!$R$104:$R$118,'South East Qld Peaking Factors'!$S$104:$AF$118),IF(S33>60,(InterpolateXY(O33,P33,'South East Qld Peaking Factors'!$S$103:$AF$103,'South East Qld Peaking Factors'!$R$104:$R$118,'South East Qld Peaking Factors'!$S$104:$AF$118)-InterpolateXY(O33,P33,'South East Qld Peaking Factors'!$S$119:$AF$119,'South East Qld Peaking Factors'!$R$120:$R$134,'South East Qld Peaking Factors'!$S$120:$AF$134))*(S33-60)/10+InterpolateXY(O33,P33,'South East Qld Peaking Factors'!$S$119:$AF$119,'South East Qld Peaking Factors'!$R$120:$R$134,'South East Qld Peaking Factors'!$S$120:$AF$134),IF(S33>50,(InterpolateXY(O33,P33,'South East Qld Peaking Factors'!$S$119:$AF$119,'South East Qld Peaking Factors'!$R$120:$R$134,'South East Qld Peaking Factors'!$S$120:$AF$134)-1)*(S33-50)/10+1,1))))))))))","v":1.0783900878188781},-2.0237956652978074E-3,{"$f":"'Reservoir Storage'!J$34","v":15},1.4677527783354174E-80,{"$f":"'Reservoir Storage'!J$35","v":1.5719974848040243},3.7163222165143264]
[null,null,null,null,null,null,null,null,null,null,null,null,null,null,{"$f":"'Reservoir Storage'!J$23","v":9.5419999999999998},{"$f":"'Reservoir Storage'!J$26","v":11.590333333333334},{"$f":"Q33+IF('Reservoir Storage'!J$26<=15,0.5,IF('Reservoir Storage'!J$26<=30,1,2))","v":14},8.767215780776457,57.638747593858952,{"$f":"IF($Q34=0,\" \",IF(S34>99.99,InterpolateXY(O34,P34,'South East Qld Peaking Factors'!$D$7:$Q$7,'South East Qld Peaking Factors'!$C$8:$C$22,'South East Qld Peaking Factors'!$D$8:$Q$22),IF(S34>99,(InterpolateXY(O34,P34,'South East Qld Peaking Factors'!$D$7:$Q$7,'South East Qld Peaking Factors'!$C$8:$C$22,'South East Qld Peaking Factors'!$D$8:$Q$22)- InterpolateXY(O34,P34,'South East Qld Peaking Factors'!$D$23:$Q$23,'South East Qld Peaking Factors'!$C$24:$C$38,'South East Qld Peaking Factors'!$D$24:$Q$38))*(S34-99)+ InterpolateXY(O34,P34,'South East Qld Peaking Factors'!$D$23:$Q$23,'South East Qld Peaking Factors'!$C$24:$C$38,'South East Qld Peaking Factors'!$D$24:$Q$38),IF(S34>98,(InterpolateXY(O34,P34,'South East Qld Peaking Factors'!$D$23:$Q$23,'South East Qld Peaking Factors'!$C$24:$C$38,'South East Qld Peaking Factors'!$D$24:$Q$38)-InterpolateXY(O34,P34,'South East Qld Peaking Factors'!$D$39:$Q$39,'South East Qld Peaking Factors'!$C$40:$C$54,'South East Qld Peaking Factors'!$D$40:$Q$54))*(S34-98)+ InterpolateXY(O34,P34,'South East Qld Peaking Factors'!$D$39:$Q$39,'South East Qld Peaking Factors'!$C$40:$C$54,'South East Qld Peaking Factors'!$D$40:$Q$54),IF(S34>95,(InterpolateXY(O34,P34,'South East Qld Peaking Factors'!$D$39:$Q$39,'South East Qld Peaking Factors'!$C$40:$C$54,'South East Qld Peaking Factors'!$D$40:$Q$54)-InterpolateXY(O34,P34,'South East Qld Peaking Factors'!$D$55:$Q$55,'South East Qld Peaking Factors'!$C$56:$C$70,'South East Qld Peaking Factors'!$D$56:$Q$70))*(S34-95)/3+InterpolateXY(O34,P34,'South East Qld Peaking Factors'!$D$55:$Q$55,'South East Qld Peaking Factors'!$C$56:$C$70,'South East Qld Peaking Factors'!$D$56:$Q$70),IF(S34>90,(InterpolateXY(O34,P34,'South East Qld Peaking Factors'!$D$55:$Q$55,'South East Qld Peaking Factors'!$C$56:$C$70,'South East Qld Peaking Factors'!$D$56:$Q$70)-InterpolateXY(O34,P34,'South East Qld Peaking Factors'!$D$71:$Q$71,'South East Qld Peaking Factors'!$C$72:$C$86,'South East Qld Peaking Factors'!$D$72:$Q$86))*(S34-90)/5+InterpolateXY(O34,P34,'South East Qld Peaking Factors'!$D$71:$Q$71,'South East Qld Peaking Factors'!$C$72:$C$86,'South East Qld Peaking Factors'!$D$72:$Q$86),IF(S34>80,(InterpolateXY(O34,P34,'South East Qld Peaking Factors'!$D$71:$Q$71,'South East Qld Peaking Factors'!$C$72:$C$86,'South East Qld Peaking Factors'!$D$72:$Q$86)-InterpolateXY(O34,P34,'South East Qld Peaking Factors'!$D$87:$Q$87,'South East Qld Peaking Factors'!$C$88:$C$102,'South East Qld Peaking Factors'!$D$88:$Q$102))*(S34-80)/10+InterpolateXY(O34,P34,'South East Qld Peaking Factors'!$D$87:$Q$87,'South East Qld Peaking Factors'!$C$88:$C$102,'South East Qld Peaking Factors'!$D$88:$Q$102),IF(S34>70,(InterpolateXY(O34,P34,'South East Qld Peaking Factors'!$D$87:$Q$87,'South East Qld Peaking Factors'!$C$88:$C$102,'South East Qld Peaking Factors'!$D$88:$Q$102)-InterpolateXY(O34,P34,'South East Qld Peaking Factors'!$D$103:$Q$103,'South East Qld Peaking Factors'!$C$104:$C$118,'South East Qld Peaking Factors'!$D$104:$Q$118))*(S34-70)/10+InterpolateXY(O34,P34,'South East Qld Peaking Factors'!$D$103:$Q$103,'South East Qld Peaking Factors'!$C$104:$C$118,'South East Qld Peaking Factors'!$D$104:$Q$118),IF(S34>60,(InterpolateXY(O34,P34,'South East Qld Peaking Factors'!$D$103:$Q$103,'South East Qld Peaking Factors'!$C$104:$C$118,'South East Qld Peaking Factors'!$D$104:$Q$118)-InterpolateXY(O34,P34,'South East Qld Peaking Factors'!$D$119:$Q$119,'South East Qld Peaking Factors'!$C$120:$C$134,'South East Qld Peaking Factors'!$D$120:$Q$134))*(S34-60)/10+InterpolateXY(O34,P34,'South East Qld Peaking Factors'!$D$119:$Q$119,'South East Qld Peaking Factors'!$C$120:$C$134,'South East Qld Peaking Factors'!$D$120:$Q$134),IF(S34>50,(InterpolateXY(O34,P34,'South East Qld Peaking Factors'!$D$119:$Q$119,'South East Qld Peaking Factors'!$C$120:$C$134,'South East Qld Peaking Factors'!$D$120:$Q$134)-1)*(S34-50)/10+1,1))))))))))","v":1.0727210200533419},{"$f":"IF($Q34=0,\" \",IF(S34>99.99,InterpolateXY(O34,P34,'South East Qld Peaking Factors'!$S$7:$AF$7,'South East Qld Peaking Factors'!$R$8:$R$22,'South East Qld Peaking Factors'!$S$8:$AF$22),IF(S34>99,(InterpolateXY(O34,P34,'South East Qld Peaking Factors'!$S$7:$AF$7,'South East Qld Peaking Factors'!$R$8:$R$22,'South East Qld Peaking Factors'!$S$8:$AF$22)- InterpolateXY(O34,P34,'South East Qld Peaking Factors'!$S$23:$AF$23,'South East Qld Peaking Factors'!$R$24:$R$38,'South East Qld Peaking Factors'!$S$24:$AF$38))*(S34-99)+ InterpolateXY(O34,P34,'South East Qld Peaking Factors'!$S$23:$AF$23,'South East Qld Peaking Factors'!$R$24:$R$38,'South East Qld Peaking Factors'!$S$24:$AF$38),IF(S34>98,(InterpolateXY(O34,P34,'South East Qld Peaking Factors'!$S$23:$AF$23,'South East Qld Peaking Factors'!$R$24:$R$38,'South East Qld Peaking Factors'!$S$24:$AF$38)-InterpolateXY(O34,P34,'South East Qld Peaking Factors'!$S$39:$AF$39,'South East Qld Peaking Factors'!$R$40:$R$54,'South East Qld Peaking Factors'!$S$40:$AF$54))*(S34-98)+ InterpolateXY(O34,P34,'South East Qld Peaking Factors'!$S$39:$AF$39,'South East Qld Peaking Factors'!$R$40:$R$54,'South East Qld Peaking Factors'!$S$40:$AF$54),IF(S34>95,(InterpolateXY(O34,P34,'South East Qld Peaking Factors'!$S$39:$AF$39,'South East Qld Peaking Factors'!$R$40:$R$54,'South East Qld Peaking Factors'!$S$40:$AF$54)-InterpolateXY(O34,P34,'South East Qld Peaking Factors'!$S$55:$AF$55,'South East Qld Peaking Factors'!$R$56:$R$70,'South East Qld Peaking Factors'!$S$56:$AF$70))*(S34-95)/3+InterpolateXY(O34,P34,'South East Qld Peaking Factors'!$S$55:$AF$55,'South East Qld Peaking Factors'!$R$56:$R$70,'South East Qld Peaking Factors'!$S$56:$AF$70),IF(S34>90,(InterpolateXY(O34,P34,'South East Qld Peaking Factors'!$S$55:$AF$55,'South East Qld Peaking Factors'!$R$56:$R$70,'South East Qld Peaking Factors'!$S$56:$AF$70)-InterpolateXY(O34,P34,'South East Qld Peaking Factors'!$S$71:$AF$71,'South East Qld Peaking Factors'!$R$72:$R$86,'South East Qld Peaking Factors'!$S$72:$AF$86))*(S34-90)/5+InterpolateXY(O34,P34,'South East Qld Peaking Factors'!$S$71:$AF$71,'South East Qld Peaking Factors'!$R$72:$R$86,'South East Qld Peaking Factors'!$S$72:$AF$86),IF(S34>80,(InterpolateXY(O34,P34,'South East Qld Peaking Factors'!$S$71:$AF$71,'South East Qld Peaking Factors'!$R$72:$R$86,'South East Qld Peaking Factors'!$S$72:$AF$86)-InterpolateXY(O34,P34,'South East Qld Peaking Factors'!$S$87:$AF$87,'South East Qld Peaking Factors'!$R$88:$R$102,'South East Qld Peaking Factors'!$S$88:$AF$102))*(S34-80)/10+InterpolateXY(O34,P34,'South East Qld Peaking Factors'!$S$87:$AF$87,'South East Qld Peaking Factors'!$R$88:$R$102,'South East Qld Peaking Factors'!$S$88:$AF$102),IF(S34>70,(InterpolateXY(O34,P34,'South East Qld Peaking Factors'!$S$87:$AF$87,'South East Qld Peaking Factors'!$R$88:$R$102,'South East Qld Peaking Factors'!$S$88:$AF$102)-InterpolateXY(O34,P34,'South East Qld Peaking Factors'!$S$103:$AF$103,'South East Qld Peaking Factors'!$R$104:$R$118,'South East Qld Peaking Factors'!$S$104:$AF$118))*(S34-70)/10+InterpolateXY(O34,P34,'South East Qld Peaking Factors'!$S$103:$AF$103,'South East Qld Peaking Factors'!$R$104:$R$118,'South East Qld Peaking Factors'!$S$104:$AF$118),IF(S34>60,(InterpolateXY(O34,P34,'South East Qld Peaking Factors'!$S$103:$AF$103,'South East Qld Peaking Factors'!$R$104:$R$118,'South East Qld Peaking Factors'!$S$104:$AF$118)-InterpolateXY(O34,P34,'South East Qld Peaking Factors'!$S$119:$AF$119,'South East Qld Peaking Factors'!$R$120:$R$134,'South East Qld Peaking Factors'!$S$120:$AF$134))*(S34-60)/10+InterpolateXY(O34,P34,'South East Qld Peaking Factors'!$S$119:$AF$119,'South East Qld Peaking Factors'!$R$120:$R$134,'South East Qld Peaking Factors'!$S$120:$AF$134),IF(S34>50,(InterpolateXY(O34,P34,'South East Qld Peaking Factors'!$S$119:$AF$119,'South East Qld Peaking Factors'!$R$120:$R$134,'South East Qld Peaking Factors'!$S$120:$AF$134)-1)*(S34-50)/10+1,1))))))))))","v":1.0664107602672463},-1.7346390479040538E-3,{"$f":"'Reservoir Storage'!J$34","v":15},7.7326930303122801E-97,{"$f":"'Reservoir Storage'!J$35","v":1.5719974848040243},3.7457199190755768]
[null,null,null,null,null,null,null,null,null,null,null,null,null,null,{"$f":"'Reservoir Storage'!J$23","v":9.5419999999999998},{"$f":"'Reservoir Storage'!J$26","v":11.590333333333334},{"$f":"Q34+IF('Reservoir Storage'!J$26<=15,0.5,IF('Reservoir Storage'!J$26<=30,1,2))","v":14.5},8.9412055066476555,56.317962614912446,{"$f":"IF($Q35=0,\" \",IF(S35>99.99,InterpolateXY(O35,P35,'South East Qld Peaking Factors'!$D$7:$Q$7,'South East Qld Peaking Factors'!$C$8:$C$22,'South East Qld Peaking Factors'!$D$8:$Q$22),IF(S35>99,(InterpolateXY(O35,P35,'South East Qld Peaking Factors'!$D$7:$Q$7,'South East Qld Peaking Factors'!$C$8:$C$22,'South East Qld Peaking Factors'!$D$8:$Q$22)- InterpolateXY(O35,P35,'South East Qld Peaking Factors'!$D$23:$Q$23,'South East Qld Peaking Factors'!$C$24:$C$38,'South East Qld Peaking Factors'!$D$24:$Q$38))*(S35-99)+ InterpolateXY(O35,P35,'South East Qld Peaking Factors'!$D$23:$Q$23,'South East Qld Peaking Factors'!$C$24:$C$38,'South East Qld Peaking Factors'!$D$24:$Q$38),IF(S35>98,(InterpolateXY(O35,P35,'South East Qld Peaking Factors'!$D$23:$Q$23,'South East Qld Peaking Factors'!$C$24:$C$38,'South East Qld Peaking Factors'!$D$24:$Q$38)-InterpolateXY(O35,P35,'South East Qld Peaking Factors'!$D$39:$Q$39,'South East Qld Peaking Factors'!$C$40:$C$54,'South East Qld Peaking Factors'!$D$40:$Q$54))*(S35-98)+ InterpolateXY(O35,P35,'South East Qld Peaking Factors'!$D$39:$Q$39,'South East Qld Peaking Factors'!$C$40:$C$54,'South East Qld Peaking Factors'!$D$40:$Q$54),IF(S35>95,(InterpolateXY(O35,P35,'South East Qld Peaking Factors'!$D$39:$Q$39,'South East Qld Peaking Factors'!$C$40:$C$54,'South East Qld Peaking Factors'!$D$40:$Q$54)-InterpolateXY(O35,P35,'South East Qld Peaking Factors'!$D$55:$Q$55,'South East Qld Peaking Factors'!$C$56:$C$70,'South East Qld Peaking Factors'!$D$56:$Q$70))*(S35-95)/3+InterpolateXY(O35,P35,'South East Qld Peaking Factors'!$D$55:$Q$55,'South East Qld Peaking Factors'!$C$56:$C$70,'South East Qld Peaking Factors'!$D$56:$Q$70),IF(S35>90,(InterpolateXY(O35,P35,'South East Qld Peaking Factors'!$D$55:$Q$55,'South East Qld Peaking Factors'!$C$56:$C$70,'South East Qld Peaking Factors'!$D$56:$Q$70)-InterpolateXY(O35,P35,'South East Qld Peaking Factors'!$D$71:$Q$71,'South East Qld Peaking Factors'!$C$72:$C$86,'South East Qld Peaking Factors'!$D$72:$Q$86))*(S35-90)/5+InterpolateXY(O35,P35,'South East Qld Peaking Factors'!$D$71:$Q$71,'South East Qld Peaking Factors'!$C$72:$C$86,'South East Qld Peaking Factors'!$D$72:$Q$86),IF(S35>80,(InterpolateXY(O35,P35,'South East Qld Peaking Factors'!$D$71:$Q$71,'South East Qld Peaking Factors'!$C$72:$C$86,'South East Qld Peaking Factors'!$D$72:$Q$86)-InterpolateXY(O35,P35,'South East Qld Peaking Factors'!$D$87:$Q$87,'South East Qld Peaking Factors'!$C$88:$C$102,'South East Qld Peaking Factors'!$D$88:$Q$102))*(S35-80)/10+InterpolateXY(O35,P35,'South East Qld Peaking Factors'!$D$87:$Q$87,'South East Qld Peaking Factors'!$C$88:$C$102,'South East Qld Peaking Factors'!$D$88:$Q$102),IF(S35>70,(InterpolateXY(O35,P35,'South East Qld Peaking Factors'!$D$87:$Q$87,'South East Qld Peaking Factors'!$C$88:$C$102,'South East Qld Peaking Factors'!$D$88:$Q$102)-InterpolateXY(O35,P35,'South East Qld Peaking Factors'!$D$103:$Q$103,'South East Qld Peaking Factors'!$C$104:$C$118,'South East Qld Peaking Factors'!$D$104:$Q$118))*(S35-70)/10+InterpolateXY(O35,P35,'South East Qld Peaking Factors'!$D$103:$Q$103,'South East Qld Peaking Factors'!$C$104:$C$118,'South East Qld Peaking Factors'!$D$104:$Q$118),IF(S35>60,(InterpolateXY(O35,P35,'South East Qld Peaking Factors'!$D$103:$Q$103,'South East Qld Peaking Factors'!$C$104:$C$118,'South East Qld Peaking Factors'!$D$104:$Q$118)-InterpolateXY(O35,P35,'South East Qld Peaking Factors'!$D$119:$Q$119,'South East Qld Peaking Factors'!$C$120:$C$134,'South East Qld Peaking Factors'!$D$120:$Q$134))*(S35-60)/10+InterpolateXY(O35,P35,'South East Qld Peaking Factors'!$D$119:$Q$119,'South East Qld Peaking Factors'!$C$120:$C$134,'South East Qld Peaking Factors'!$D$120:$Q$134),IF(S35>50,(InterpolateXY(O35,P35,'South East Qld Peaking Factors'!$D$119:$Q$119,'South East Qld Peaking Factors'!$C$120:$C$134,'South East Qld Peaking Factors'!$D$120:$Q$134)-1)*(S35-50)/10+1,1))))))))))","v":1.0601471223351691},{"$f":"IF($Q35=0,\" \",IF(S35>99.99,InterpolateXY(O35,P35,'South East Qld Peaking Factors'!$S$7:$AF$7,'South East Qld Peaking Factors'!$R$8:$R$22,'South East Qld Peaking Factors'!$S$8:$AF$22),IF(S35>99,(InterpolateXY(O35,P35,'South East Qld Peaking Factors'!$S$7:$AF$7,'South East Qld Peaking Factors'!$R$8:$R$22,'South East Qld Peaking Factors'!$S$8:$AF$22)- InterpolateXY(O35,P35,'South East Qld Peaking Factors'!$S$23:$AF$23,'South East Qld Peaking Factors'!$R$24:$R$38,'South East Qld Peaking Factors'!$S$24:$AF$38))*(S35-99)+ InterpolateXY(O35,P35,'South East Qld Peaking Factors'!$S$23:$AF$23,'South East Qld Peaking Factors'!$R$24:$R$38,'South East Qld Peaking Factors'!$S$24:$AF$38),IF(S35>98,(InterpolateXY(O35,P35,'South East Qld Peaking Factors'!$S$23:$AF$23,'South East Qld Peaking Factors'!$R$24:$R$38,'South East Qld Peaking Factors'!$S$24:$AF$38)-InterpolateXY(O35,P35,'South East Qld Peaking Factors'!$S$39:$AF$39,'South East Qld Peaking Factors'!$R$40:$R$54,'South East Qld Peaking Factors'!$S$40:$AF$54))*(S35-98)+ InterpolateXY(O35,P35,'South East Qld Peaking Factors'!$S$39:$AF$39,'South East Qld Peaking Factors'!$R$40:$R$54,'South East Qld Peaking Factors'!$S$40:$AF$54),IF(S35>95,(InterpolateXY(O35,P35,'South East Qld Peaking Factors'!$S$39:$AF$39,'South East Qld Peaking Factors'!$R$40:$R$54,'South East Qld Peaking Factors'!$S$40:$AF$54)-InterpolateXY(O35,P35,'South East Qld Peaking Factors'!$S$55:$AF$55,'South East Qld Peaking Factors'!$R$56:$R$70,'South East Qld Peaking Factors'!$S$56:$AF$70))*(S35-95)/3+InterpolateXY(O35,P35,'South East Qld Peaking Factors'!$S$55:$AF$55,'South East Qld Peaking Factors'!$R$56:$R$70,'South East Qld Peaking Factors'!$S$56:$AF$70),IF(S35>90,(InterpolateXY(O35,P35,'South East Qld Peaking Factors'!$S$55:$AF$55,'South East Qld Peaking Factors'!$R$56:$R$70,'South East Qld Peaking Factors'!$S$56:$AF$70)-InterpolateXY(O35,P35,'South East Qld Peaking Factors'!$S$71:$AF$71,'South East Qld Peaking Factors'!$R$72:$R$86,'South East Qld Peaking Factors'!$S$72:$AF$86))*(S35-90)/5+InterpolateXY(O35,P35,'South East Qld Peaking Factors'!$S$71:$AF$71,'South East Qld Peaking Factors'!$R$72:$R$86,'South East Qld Peaking Factors'!$S$72:$AF$86),IF(S35>80,(InterpolateXY(O35,P35,'South East Qld Peaking Factors'!$S$71:$AF$71,'South East Qld Peaking Factors'!$R$72:$R$86,'South East Qld Peaking Factors'!$S$72:$AF$86)-InterpolateXY(O35,P35,'South East Qld Peaking Factors'!$S$87:$AF$87,'South East Qld Peaking Factors'!$R$88:$R$102,'South East Qld Peaking Factors'!$S$88:$AF$102))*(S35-80)/10+InterpolateXY(O35,P35,'South East Qld Peaking Factors'!$S$87:$AF$87,'South East Qld Peaking Factors'!$R$88:$R$102,'South East Qld Peaking Factors'!$S$88:$AF$102),IF(S35>70,(InterpolateXY(O35,P35,'South East Qld Peaking Factors'!$S$87:$AF$87,'South East Qld Peaking Factors'!$R$88:$R$102,'South East Qld Peaking Factors'!$S$88:$AF$102)-InterpolateXY(O35,P35,'South East Qld Peaking Factors'!$S$103:$AF$103,'South East Qld Peaking Factors'!$R$104:$R$118,'South East Qld Peaking Factors'!$S$104:$AF$118))*(S35-70)/10+InterpolateXY(O35,P35,'South East Qld Peaking Factors'!$S$103:$AF$103,'South East Qld Peaking Factors'!$R$104:$R$118,'South East Qld Peaking Factors'!$S$104:$AF$118),IF(S35>60,(InterpolateXY(O35,P35,'South East Qld Peaking Factors'!$S$103:$AF$103,'South East Qld Peaking Factors'!$R$104:$R$118,'South East Qld Peaking Factors'!$S$104:$AF$118)-InterpolateXY(O35,P35,'South East Qld Peaking Factors'!$S$119:$AF$119,'South East Qld Peaking Factors'!$R$120:$R$134,'South East Qld Peaking Factors'!$S$120:$AF$134))*(S35-60)/10+InterpolateXY(O35,P35,'South East Qld Peaking Factors'!$S$119:$AF$119,'South East Qld Peaking Factors'!$R$120:$R$134,'South East Qld Peaking Factors'!$S$120:$AF$134),IF(S35>50,(InterpolateXY(O35,P35,'South East Qld Peaking Factors'!$S$119:$AF$119,'South East Qld Peaking Factors'!$R$120:$R$134,'South East Qld Peaking Factors'!$S$120:$AF$134)-1)*(S35-50)/10+1,1))))))))))","v":1.0549279440694821},-1.4510266413846665E-3,{"$f":"'Reservoir Storage'!J$34","v":15},4.5575134806121678E-119,{"$f":"'Reservoir Storage'!J$35","v":1.5719974848040243},3.7740930937066337]
[null,null,null,null,null,null,null,null,null,null,null,null,null,null,{"$f":"'Reservoir Storage'!J$23","v":9.5419999999999998},{"$f":"'Reservoir Storage'!J$26","v":11.590333333333334},{"$f":"Q35+IF('Reservoir Storage'!J$26<=15,0.5,IF('Reservoir Storage'!J$26<=30,1,2))","v":15},9.1125746849199825,55.051391319733746,{"$f":"IF($Q36=0,\" \",IF(S36>99.99,InterpolateXY(O36,P36,'South East Qld Peaking Factors'!$D$7:$Q$7,'South East Qld Peaking Factors'!$C$8:$C$22,'South East Qld Peaking Factors'!$D$8:$Q$22),IF(S36>99,(InterpolateXY(O36,P36,'South East Qld Peaking Factors'!$D$7:$Q$7,'South East Qld Peaking Factors'!$C$8:$C$22,'South East Qld Peaking Factors'!$D$8:$Q$22)- InterpolateXY(O36,P36,'South East Qld Peaking Factors'!$D$23:$Q$23,'South East Qld Peaking Factors'!$C$24:$C$38,'South East Qld Peaking Factors'!$D$24:$Q$38))*(S36-99)+ InterpolateXY(O36,P36,'South East Qld Peaking Factors'!$D$23:$Q$23,'South East Qld Peaking Factors'!$C$24:$C$38,'South East Qld Peaking Factors'!$D$24:$Q$38),IF(S36>98,(InterpolateXY(O36,P36,'South East Qld Peaking Factors'!$D$23:$Q$23,'South East Qld Peaking Factors'!$C$24:$C$38,'South East Qld Peaking Factors'!$D$24:$Q$38)-InterpolateXY(O36,P36,'South East Qld Peaking Factors'!$D$39:$Q$39,'South East Qld Peaking Factors'!$C$40:$C$54,'South East Qld Peaking Factors'!$D$40:$Q$54))*(S36-98)+ InterpolateXY(O36,P36,'South East Qld Peaking Factors'!$D$39:$Q$39,'South East Qld Peaking Factors'!$C$40:$C$54,'South East Qld Peaking Factors'!$D$40:$Q$54),IF(S36>95,(InterpolateXY(O36,P36,'South East Qld Peaking Factors'!$D$39:$Q$39,'South East Qld Peaking Factors'!$C$40:$C$54,'South East Qld Peaking Factors'!$D$40:$Q$54)-InterpolateXY(O36,P36,'South East Qld Peaking Factors'!$D$55:$Q$55,'South East Qld Peaking Factors'!$C$56:$C$70,'South East Qld Peaking Factors'!$D$56:$Q$70))*(S36-95)/3+InterpolateXY(O36,P36,'South East Qld Peaking Factors'!$D$55:$Q$55,'South East Qld Peaking Factors'!$C$56:$C$70,'South East Qld Peaking Factors'!$D$56:$Q$70),IF(S36>90,(InterpolateXY(O36,P36,'South East Qld Peaking Factors'!$D$55:$Q$55,'South East Qld Peaking Factors'!$C$56:$C$70,'South East Qld Peaking Factors'!$D$56:$Q$70)-InterpolateXY(O36,P36,'South East Qld Peaking Factors'!$D$71:$Q$71,'South East Qld Peaking Factors'!$C$72:$C$86,'South East Qld Peaking Factors'!$D$72:$Q$86))*(S36-90)/5+InterpolateXY(O36,P36,'South East Qld Peaking Factors'!$D$71:$Q$71,'South East Qld Peaking Factors'!$C$72:$C$86,'South East Qld Peaking Factors'!$D$72:$Q$86),IF(S36>80,(InterpolateXY(O36,P36,'South East Qld Peaking Factors'!$D$71:$Q$71,'South East Qld Peaking Factors'!$C$72:$C$86,'South East Qld Peaking Factors'!$D$72:$Q$86)-InterpolateXY(O36,P36,'South East Qld Peaking Factors'!$D$87:$Q$87,'South East Qld Peaking Factors'!$C$88:$C$102,'South East Qld Peaking Factors'!$D$88:$Q$102))*(S36-80)/10+InterpolateXY(O36,P36,'South East Qld Peaking Factors'!$D$87:$Q$87,'South East Qld Peaking Factors'!$C$88:$C$102,'South East Qld Peaking Factors'!$D$88:$Q$102),IF(S36>70,(InterpolateXY(O36,P36,'South East Qld Peaking Factors'!$D$87:$Q$87,'South East Qld Peaking Factors'!$C$88:$C$102,'South East Qld Peaking Factors'!$D$88:$Q$102)-InterpolateXY(O36,P36,'South East Qld Peaking Factors'!$D$103:$Q$103,'South East Qld Peaking Factors'!$C$104:$C$118,'South East Qld Peaking Factors'!$D$104:$Q$118))*(S36-70)/10+InterpolateXY(O36,P36,'South East Qld Peaking Factors'!$D$103:$Q$103,'South East Qld Peaking Factors'!$C$104:$C$118,'South East Qld Peaking Factors'!$D$104:$Q$118),IF(S36>60,(InterpolateXY(O36,P36,'South East Qld Peaking Factors'!$D$103:$Q$103,'South East Qld Peaking Factors'!$C$104:$C$118,'South East Qld Peaking Factors'!$D$104:$Q$118)-InterpolateXY(O36,P36,'South East Qld Peaking Factors'!$D$119:$Q$119,'South East Qld Peaking Factors'!$C$120:$C$134,'South East Qld Peaking Factors'!$D$120:$Q$134))*(S36-60)/10+InterpolateXY(O36,P36,'South East Qld Peaking Factors'!$D$119:$Q$119,'South East Qld Peaking Factors'!$C$120:$C$134,'South East Qld Peaking Factors'!$D$120:$Q$134),IF(S36>50,(InterpolateXY(O36,P36,'South East Qld Peaking Factors'!$D$119:$Q$119,'South East Qld Peaking Factors'!$C$120:$C$134,'South East Qld Peaking Factors'!$D$120:$Q$134)-1)*(S36-50)/10+1,1))))))))))","v":1.0480893399010793},{"$f":"IF($Q36=0,\" \",IF(S36>99.99,InterpolateXY(O36,P36,'South East Qld Peaking Factors'!$S$7:$AF$7,'South East Qld Peaking Factors'!$R$8:$R$22,'South East Qld Peaking Factors'!$S$8:$AF$22),IF(S36>99,(InterpolateXY(O36,P36,'South East Qld Peaking Factors'!$S$7:$AF$7,'South East Qld Peaking Factors'!$R$8:$R$22,'South East Qld Peaking Factors'!$S$8:$AF$22)- InterpolateXY(O36,P36,'South East Qld Peaking Factors'!$S$23:$AF$23,'South East Qld Peaking Factors'!$R$24:$R$38,'South East Qld Peaking Factors'!$S$24:$AF$38))*(S36-99)+ InterpolateXY(O36,P36,'South East Qld Peaking Factors'!$S$23:$AF$23,'South East Qld Peaking Factors'!$R$24:$R$38,'South East Qld Peaking Factors'!$S$24:$AF$38),IF(S36>98,(InterpolateXY(O36,P36,'South East Qld Peaking Factors'!$S$23:$AF$23,'South East Qld Peaking Factors'!$R$24:$R$38,'South East Qld Peaking Factors'!$S$24:$AF$38)-InterpolateXY(O36,P36,'South East Qld Peaking Factors'!$S$39:$AF$39,'South East Qld Peaking Factors'!$R$40:$R$54,'South East Qld Peaking Factors'!$S$40:$AF$54))*(S36-98)+ InterpolateXY(O36,P36,'South East Qld Peaking Factors'!$S$39:$AF$39,'South East Qld Peaking Factors'!$R$40:$R$54,'South East Qld Peaking Factors'!$S$40:$AF$54),IF(S36>95,(InterpolateXY(O36,P36,'South East Qld Peaking Factors'!$S$39:$AF$39,'South East Qld Peaking Factors'!$R$40:$R$54,'South East Qld Peaking Factors'!$S$40:$AF$54)-InterpolateXY(O36,P36,'South East Qld Peaking Factors'!$S$55:$AF$55,'South East Qld Peaking Factors'!$R$56:$R$70,'South East Qld Peaking Factors'!$S$56:$AF$70))*(S36-95)/3+InterpolateXY(O36,P36,'South East Qld Peaking Factors'!$S$55:$AF$55,'South East Qld Peaking Factors'!$R$56:$R$70,'South East Qld Peaking Factors'!$S$56:$AF$70),IF(S36>90,(InterpolateXY(O36,P36,'South East Qld Peaking Factors'!$S$55:$AF$55,'South East Qld Peaking Factors'!$R$56:$R$70,'South East Qld Peaking Factors'!$S$56:$AF$70)-InterpolateXY(O36,P36,'South East Qld Peaking Factors'!$S$71:$AF$71,'South East Qld Peaking Factors'!$R$72:$R$86,'South East Qld Peaking Factors'!$S$72:$AF$86))*(S36-90)/5+InterpolateXY(O36,P36,'South East Qld Peaking Factors'!$S$71:$AF$71,'South East Qld Peaking Factors'!$R$72:$R$86,'South East Qld Peaking Factors'!$S$72:$AF$86),IF(S36>80,(InterpolateXY(O36,P36,'South East Qld Peaking Factors'!$S$71:$AF$71,'South East Qld Peaking Factors'!$R$72:$R$86,'South East Qld Peaking Factors'!$S$72:$AF$86)-InterpolateXY(O36,P36,'South East Qld Peaking Factors'!$S$87:$AF$87,'South East Qld Peaking Factors'!$R$88:$R$102,'South East Qld Peaking Factors'!$S$88:$AF$102))*(S36-80)/10+InterpolateXY(O36,P36,'South East Qld Peaking Factors'!$S$87:$AF$87,'South East Qld Peaking Factors'!$R$88:$R$102,'South East Qld Peaking Factors'!$S$88:$AF$102),IF(S36>70,(InterpolateXY(O36,P36,'South East Qld Peaking Factors'!$S$87:$AF$87,'South East Qld Peaking Factors'!$R$88:$R$102,'South East Qld Peaking Factors'!$S$88:$AF$102)-InterpolateXY(O36,P36,'South East Qld Peaking Factors'!$S$103:$AF$103,'South East Qld Peaking Factors'!$R$104:$R$118,'South East Qld Peaking Factors'!$S$104:$AF$118))*(S36-70)/10+InterpolateXY(O36,P36,'South East Qld Peaking Factors'!$S$103:$AF$103,'South East Qld Peaking Factors'!$R$104:$R$118,'South East Qld Peaking Factors'!$S$104:$AF$118),IF(S36>60,(InterpolateXY(O36,P36,'South East Qld Peaking Factors'!$S$103:$AF$103,'South East Qld Peaking Factors'!$R$104:$R$118,'South East Qld Peaking Factors'!$S$104:$AF$118)-InterpolateXY(O36,P36,'South East Qld Peaking Factors'!$S$119:$AF$119,'South East Qld Peaking Factors'!$R$120:$R$134,'South East Qld Peaking Factors'!$S$120:$AF$134))*(S36-60)/10+InterpolateXY(O36,P36,'South East Qld Peaking Factors'!$S$119:$AF$119,'South East Qld Peaking Factors'!$R$120:$R$134,'South East Qld Peaking Factors'!$S$120:$AF$134),IF(S36>50,(InterpolateXY(O36,P36,'South East Qld Peaking Factors'!$S$119:$AF$119,'South East Qld Peaking Factors'!$R$120:$R$134,'South East Qld Peaking Factors'!$S$120:$AF$134)-1)*(S36-50)/10+1,1))))))))))","v":1.0439164580095015},-1.1729295951106982E-3,{"$f":"'Reservoir Storage'!J$34","v":15},2.9387972331706721E-151,{"$f":"'Reservoir Storage'!J$35","v":1.5719974848040243},3.8015514643086181]
[null,null,null,null,null,null,null,null,null,null,null,null,null,null,null,null,null,null,null,null,null,null,null,null,null,null,null,2,"%  FAILURES",null,null,4,"%  FAILURES",null,null,6,"%  FAILURES",null,null,8,"%  FAILURES",null,null,10,"%  FAILURES",null,null,12,"%  FAILURES",null,null,14,"%  FAILURES",null,null,16,"%  FAILURES",null,null,18,"%  FAILURES",null,null,20,"%  FAILURES",null,null,22,"%  FAILURES",null,null,24,"%  FAILURES",null,null,26,"%  FAILURES",null,null,28,"%  FAILURES",null,null,30,"%  FAILURES",null,null,32,"%  FAILURES",null,null,34,"%  FAILURES",null,null,36,"%  FAILURES",null,null,38,"%  FAILURES",null,null,40,"%  FAILURES",null,null,42,"%  FAILURES",null,null,44,"%  FAILURES",null,null,46,"%  FAILURES",null,null,48,"%  FAILURES",null,null,50,"%  FAILURES",null,null,52,"%  FAILURES",null,null,54,"%  FAILURES",null,null,56,"%  FAILURES",null,null,58,"%  FAILURES",null,null,60,"%  FAILURES",null,null,62,"%  FAILURES",null,null,64,"%  FAILURES",null,null,66,"%  FAILURES",null,null,68,"%  FAILURES",null,null,70,"%  FAILURES",null,null,72,"%  FAILURES",null,null,74,"%  FAILURES",null,null,76,"%  FAILURES",null,null,78,"%  FAILURES",null,null,80,"%  FAILURES",null,null,82,"%  FAILURES",null,null,84,"%  FAILURES",null,null,86,"%  FAILURES",null,null,88,"%  FAILURES",null,null,90,"%  FAILURES",null,null,92,"%  FAILURES",null,null,94,"%  FAILURES",null,null,96,"%  FAILURES",null,null,98,"%  FAILURES",null,null,null,2,null,{"$f":"HQ37+2","v":4},null,{"$f":"HS37+2","v":6},null,{"$f":"HU37+2","v":8},null,{"$f":"HW37+2","v":10},null,{"$f":"HY37+2","v":12},null,{"$f":"IA37+2","v":14},null,{"$f":"IC37+2","v":16},null,{"$f":"IE37+2","v":18},null,{"$f":"IG37+2","v":20},null,{"$f":"II37+2","v":22},null,{"$f":"IK37+2","v":24},null,{"$f":"IM37+2","v":26},null,{"$f":"IO37+2","v":28},null,{"$f":"IQ37+2","v":30},null,{"$f":"IS37+2","v":32},null,{"$f":"IU37+2","v":34},null,{"$f":"IW37+2","v":36},null,{"$f":"IY37+2","v":38},null,{"$f":"JA37+2","v":40},null,{"$f":"JC37+2","v":42},null,{"$f":"JE37+2","v":44},null,{"$f":"JG37+2","v":46},null,{"$f":"JI37+2","v":48},null,{"$f":"JK37+2","v":50},null,{"$f":"JM37+2","v":52},null,{"$f":"JO37+2","v":54},null,{"$f":"JQ37+2","v":56},null,{"$f":"JS37+2","v":58},null,{"$f":"JU37+2","v":60},null,{"$f":"JW37+2","v":62},null,{"$f":"JY37+2","v":64},null,{"$f":"KA37+2","v":66},null,{"$f":"KC37+2","v":68},null,{"$f":"KE37+2","v":70},null,{"$f":"KG37+2","v":72},null,{"$f":"KI37+2","v":74},null,{"$f":"KK37+2","v":76},null,{"$f":"KM37+2","v":78},null,{"$f":"KO37+2","v":80},null,{"$f":"KQ37+2","v":82},null,{"$f":"KS37+2","v":84},null,{"$f":"KU37+2","v":86},null,{"$f":"KW37+2","v":88},null,{"$f":"KY37+2","v":90},null,{"$f":"LA37+2","v":92},null,{"$f":"LC37+2","v":94},null,{"$f":"LE37+2","v":96},null,{"$f":"LG37+2","v":98}]
[null,"Failure Investigation Year",2036,null,"FAILURE PROBABILITIES AND OUTAGE TIMES"]
[null,"Failure Scenario","Failure Type","Failure Extent","Diameter","Length","Material","Age","Failure Event Probability","5% Outage Time","50% Outage Time","95% Outage Time",null,null,null,null,null,null,null,null,null,null,null,null,null,null,null,"Failure Rate","Failure Rate","Unavailability","Outage","Failure Rate","Failure Rate","Unavailability","Outage","Failure Rate","Failure Rate","Unavailability","Outage","Failure Rate","Failure Rate","Unavailability","Outage","Failure Rate","Failure Rate","Unavailability","Outage","Failure Rate","Failure Rate","Unavailability","Outage","Failure Rate","Failure Rate","Unavailability","Outage","Failure Rate","Failure Rate","Unavailability","Outage","Failure Rate","Failure Rate","Unavailability","Outage","Failure Rate","Failure Rate","Unavailability","Outage","Failure Rate","Failure Rate","Unavailability","Outage","Failure Rate","Failure Rate","Unavailability","Outage","Failure Rate","Failure Rate","Unavailability","Outage","Failure Rate","Failure Rate","Unavailability","Outage","Failure Rate","Failure Rate","Unavailability","Outage","Failure Rate","Failure Rate","Unavailability","Outage","Failure Rate","Failure Rate","Unavailability","Outage","Failure Rate","Failure Rate","Unavailability","Outage","Failure Rate","Failure Rate","Unavailability","Outage","Failure Rate","Failure Rate","Unavailability","Outage","Failure Rate","Failure Rate","Unavailability","Outage","Failure Rate","Failure Rate","Unavailability","Outage","Failure Rate","Failure Rate","Unavailability","Outage","Failure Rate","Failure Rate","Unavailability","Outage","Failure Rate","Failure Rate","Unavailability","Outage","Failure Rate","Failure Rate","Unavailability","Outage","Failure Rate","Failure Rate","Unavailability","Outage","Failure Rate","Failure Rate","Unavailability","Outage","Failure Rate","Failure Rate","Unavailability","Outage","Failure Rate","Failure Rate","Unavailability","Outage","Failure Rate","Failure Rate","Unavailability","Outage","Failure Rate","Failure Rate","Unavailability","Outage","Failure Rate","Failure Rate","Unavailability","Outage","Failure Rate","Failure Rate","Unavailability","Outage","Failure Rate","Failure Rate","Unavailability","Outage","Failure Rate","Failure Rate","Unavailability","Outage","Failure Rate","Failure Rate","Unavailability","Outage","Failure Rate","Failure Rate","Unavailability","Outage","Failure Rate","Failure Rate","Unavailability","Outage","Failure Rate","Failure Rate","Unavailability","Outage","Failure Rate","Failure Rate","Unavailability","Outage","Failure Rate","Failure Rate","Unavailability","Outage","Failure Rate","Failure Rate","Unavailability","Outage","Failure Rate","Failure Rate","Unavailability","Outage","Failure Rate","Failure Rate","Unavailability","Outage","Failure Rate","Failure Rate","Unavailability","Outage","Failure Rate","Failure Rate","Unavailability","Outage","Failure Rate","Failure Rate","Unavailability","Outage","Failure Rate","Failure Rate","Unavailability","Outage"]
[]
[null,null,null,"Full-Part","mm","Lm","#","Years","#","Hours","Hours","Hours",null,null,null,null,null,null,null,null,null,null,null,null,null,null,null,"Years","#","Hours/a","Hours","Years","#","Hours/a","Hours","Years","#","Hours/a","Hours","Years","#","Hours/a","Hours","Years","#","Hours/a","Hours","Years","#","Hours/a","Hours","Years","#","Hours/a","Hours","Years","#","Hours/a","Hours","Years","#","Hours/a","Hours","Years","#","Hours/a","Hours","Years","#","Hours/a","Hours","Years","#","Hours/a","Hours","Years","#","Hours/a","Hours","Years","#","Hours/a","Hours","Years","#","Hours/a","Hours","Years","#","Hours/a","Hours","Years","#","Hours/a","Hours","Years","#","Hours/a","Hours","Years","#","Hours/a","Hours","Years","#","Hours/a","Hours","Years","#","Hours/a","Hours","Years","#","Hours/a","Hours","Years","#","Hours/a","Hours","Years","#","Hours/a","Hours","Years","#","Hours/a","Hours","Years","#","Hours/a","Hours","Years","#","Hours/a","Hours","Years","#","Hours/a","Hours","Years","#","Hours/a","Hours","Years","#","Hours/a","Hours","Years","#","Hours/a","Hours","Years","#","Hours/a","Hours","Years","#","Hours/a","Hours","Years","#","Hours/a","Hours","Years","#","Hours/a","Hours","Years","#","Hours/a","Hours","Years","#","Hours/a","Hours","Years","#","Hours/a","Hours","Years","#","Hours/a","Hours","Years","#","Hours/a","Hours","Years","#","Hours/a","Hours","Years","#","Hours/a","Hours","Years","#","Hours/a","Hours","Years","#","Hours/a","Hours","Years","#","Hours/a","Hours","Years","#","Hours/a","Hours","Years","#","Hours/a","Hours","Years","#","Hours/a","Hours","Years","#","Hours/a","Hours"]
[null,"INPUT SEGMENTS"]
[null,"Pipe from reliable supply to pump station"]
[null,1,"Pipe","Full",400,15.118,"MS",{"$f":"72-2019+C38","v":89},{"$f":"IF(C44=\"Valve\",0.002,IF(C44=\"Pipe\",IF(G44=\"PVC\",IF(H44<C$38-1986,2.4287*EXP(0.0206*H44),16.746*EXP(0.047*H44)),IF(G44=\"AC\",IF(E44<150,1.6*EXP(0.0526*H44),IF(E44<200,0.9585*EXP(0.0562*H44),IF(E44<300,0.95*EXP(0.0511*H44),0.1749*EXP(0.0701*H44)))),IF(G44=\"DI\",IF(E44<150,1.6*EXP(0.0285*H44),IF(E44<200,1.5302*EXP(0.0264*H44),IF(E44<300,0.95*EXP(0.031*H44),0.7*EXP(0.0327*H44)))),IF(G44=\"MS\",IF(E44<150,3.7022*EXP(0.0673*H44),IF(E44<200,1.8319*EXP(0.0592*H44),IF(E44<300,1.5626*EXP(0.0409*H44),IF(E44<400,1.35*EXP(0.0409*H44),0.55*EXP(0.0136*H44))))),IF(G44=\"CI\",IF(E44<150,IF(H44<C$38-1951,9.4549*EXP(0.0284*H44),0.15*EXP(0.0518*H44)),IF(E44<200,IF(H44<C$38-1951,8.4483*EXP(0.0279*H44),0.1*EXP(0.0529*H44)),IF(E44<300,IF(H44<C$38-1941,3.3385*EXP(0.0307*H44),0.05*EXP(0.0526*H44)),IF(E44>=300,IF(H44<C$38-1941,3.3*EXP(0.0292*H44),0.05*EXP(0.0491*H44)))))))))))*F44/100000,\" \"))","v":2.7895045324303488E-4},{"$f":"IF(E44>0,(16.46422001685-14.62447203985*EXP(-0.0000160509317449*(E44^1.58185552616))),\" \")","v":4.6062094705625647},{"$f":"IF(E44>0,(21.94905229466-21.235810579596*EXP(-0.000516425232405*(E44^1.18195509065))),\" \")","v":10.462421566102298},{"$f":"IF(E44>0,(27.905851492255-27.5285572886*EXP(-0.00442683880468*(E44^0.887671409005))),\" \")","v":16.75128324625026},null,null,null,null,null,null,null,null,null,null,null,null,null,null,null,{"$f":"IF($D44=0,\" \",1/($I44*(100-AB$37)/100))","v":3658.0265470164986},{"$f":"IF($D44=0,\" \",1/AB44)","v":2.7337144417817418E-4},{"$f":"IF($D44=0,\" \",IF(AB$37<5,$J44/5*AB$37,IF(AB$37<=90,MIN(($J44+($K44-$J44)/45*(AB$37-5)),$L44),$L44-($L44-MIN(($J44+($K44-$J44)/45*85),$L44))/5*(95-AB$37)))/AB44)","v":5.036824540619485E-4},{"$f":"IF($D44=0,\" \",AB44*AD44)","v":1.8424837882250256},3734.2354334126758,{"$f":"IF($D44=0,\" \",1/AF44)","v":2.6779243511331348E-4},{"$f":"IF($D44=0,\" \",IF(AF$37<5,$J44/5*AF$37,IF(AF$37<=90,MIN(($J44+($K44-$J44)/45*(AF$37-5)),$L44),$L44-($L44-MIN(($J44+($K44-$J44)/45*85),$L44))/5*(95-AF$37)))/AF44)","v":9.8680644061116454E-4},{"$f":"IF($D44=0,\" \",AF44*AH44)","v":3.684967576450052},3813.6872511448605,{"$f":"IF($D44=0,\" \",1/AJ44)","v":2.6221342604845278E-4},{"$f":"IF($D44=0,\" \",IF(AJ$37<5,$J44/5*AJ$37,IF(AJ$37<=90,MIN(($J44+($K44-$J44)/45*(AJ$37-5)),$L44),$L44-($L44-MIN(($J44+($K44-$J44)/45*85),$L44))/5*(95-AJ$37)))/AJ44)","v":1.2419339094227701E-3},{"$f":"IF($D44=0,\" \",AJ44*AL44)","v":4.7363475171301141},3896.5934957349659,{"$f":"IF($D44=0,\" \",1/AN44)","v":2.5663441698359207E-4},{"$f":"IF($D44=0,\" \",IF(AN$37<5,$J44/5*AN$37,IF(AN$37<=90,MIN(($J44+($K44-$J44)/45*(AN$37-5)),$L44),$L44-($L44-MIN(($J44+($K44-$J44)/45*85),$L44))/5*(95-AN$37)))/AN44)","v":1.2823055871068643E-3},{"$f":"IF($D44=0,\" \",AN44*AP44)","v":4.996623610265214},{"$f":"IF($D44=0,\" \",1/($I44*(100-AR$37)/100))","v":3983.1844623068541},{"$f":"IF($D44=0,\" \",1/AR44)","v":2.5105540791873137E-4},{"$f":"IF($D44=0,\" \",IF(AR$37<5,$J44/5*AR$37,IF(AR$37<=90,MIN(($J44+($K44-$J44)/45*(AR$37-5)),$L44),$L44-($L44-MIN(($J44+($K44-$J44)/45*85),$L44))/5*(95-AR$37)))/AR44)","v":1.3197730994250235E-3},{"$f":"IF($D44=0,\" \",AR44*AT44)","v":5.2568997034003129},4073.7113819047372,{"$f":"IF($D44=0,\" \",1/AV44)","v":2.4547639885387067E-4},{"$f":"IF($D44=0,\" \",IF(AV$37<5,$J44/5*AV$37,IF(AV$37<=90,MIN(($J44+($K44-$J44)/45*(AV$37-5)),$L44),$L44-($L44-MIN(($J44+($K44-$J44)/45*85),$L44))/5*(95-AV$37)))/AV44)","v":1.3543364463772484E-3},{"$f":"IF($D44=0,\" \",AV44*AX44)","v":5.5171757965354118},4168.4488559025222,{"$f":"IF($D44=0,\" \",1/AZ44)","v":2.3989738978900997E-4},{"$f":"IF($D44=0,\" \",IF(AZ$37<5,$J44/5*AZ$37,IF(AZ$37<=90,MIN(($J44+($K44-$J44)/45*(AZ$37-5)),$L44),$L44-($L44-MIN(($J44+($K44-$J44)/45*85),$L44))/5*(95-AZ$37)))/AZ44)","v":1.3859956279635389E-3},{"$f":"IF($D44=0,\" \",AZ44*BB44)","v":5.7774518896705116},4267.6976381859158,{"$f":"IF($D44=0,\" \",1/BD44)","v":2.3431838072414924E-4},{"$f":"IF($D44=0,\" \",IF(BD$37<5,$J44/5*BD$37,IF(BD$37<=90,MIN(($J44+($K44-$J44)/45*(BD$37-5)),$L44),$L44-($L44-MIN(($J44+($K44-$J44)/45*85),$L44))/5*(95-BD$37)))/BD44)","v":1.4147506441838948E-3},{"$f":"IF($D44=0,\" \",BD44*BF44)","v":6.0377279828056105},4371.7878244831318,{"$f":"IF($D44=0,\" \",1/BH44)","v":2.2873937165928862E-4},{"$f":"IF($D44=0,\" \",IF(BH$37<5,$J44/5*BH$37,IF(BH$37<=90,MIN(($J44+($K44-$J44)/45*(BH$37-5)),$L44),$L44-($L44-MIN(($J44+($K44-$J44)/45*85),$L44))/5*(95-BH$37)))/BH44)","v":1.4406014950383169E-3},{"$f":"IF($D44=0,\" \",BH44*BJ44)","v":6.2980040759407103},4481.0825200952104,{"$f":"IF($D44=0,\" \",1/BL44)","v":2.2316036259442792E-4},{"$f":"IF($D44=0,\" \",IF(BL$37<5,$J44/5*BL$37,IF(BL$37<=90,MIN(($J44+($K44-$J44)/45*(BL$37-5)),$L44),$L44-($L44-MIN(($J44+($K44-$J44)/45*85),$L44))/5*(95-BL$37)))/BL44)","v":1.4635481805268036E-3},{"$f":"IF($D44=0,\" \",BL44*BN44)","v":6.5582801690758092},4595.9820718925239,{"$f":"IF($D44=0,\" \",1/BP44)","v":2.175813535295672E-4},{"$f":"IF($D44=0,\" \",IF(BP$37<5,$J44/5*BP$37,IF(BP$37<=90,MIN(($J44+($K44-$J44)/45*(BP$37-5)),$L44),$L44-($L44-MIN(($J44+($K44-$J44)/45*85),$L44))/5*(95-BP$37)))/BP44)","v":1.4835907006493559E-3},{"$f":"IF($D44=0,\" \",BP44*BR44)","v":6.8185562622109082},4716.9289685212752,{"$f":"IF($D44=0,\" \",1/BT44)","v":2.1200234446470647E-4},{"$f":"IF($D44=0,\" \",IF(BT$37<5,$J44/5*BT$37,IF(BT$37<=90,MIN(($J44+($K44-$J44)/45*(BT$37-5)),$L44),$L44-($L44-MIN(($J44+($K44-$J44)/45*85),$L44))/5*(95-BT$37)))/BT44)","v":1.5007290554059738E-3},{"$f":"IF($D44=0,\" \",BT44*BV44)","v":7.078832355346008},4844.4135352380663,{"$f":"IF($D44=0,\" \",1/BX44)","v":2.0642333539984579E-4},{"$f":"IF($D44=0,\" \",IF(BX$37<5,$J44/5*BX$37,IF(BX$37<=90,MIN(($J44+($K44-$J44)/45*(BX$37-5)),$L44),$L44-($L44-MIN(($J44+($K44-$J44)/45*85),$L44))/5*(95-BX$37)))/BX44)","v":1.5149632447966574E-3},{"$f":"IF($D44=0,\" \",BX44*BZ44)","v":7.3391084484811069},4978.980577883568,{"$f":"IF($D44=0,\" \",1/CB44)","v":2.0084432633498509E-4},{"$f":"IF($D44=0,\" \",IF(CB$37<5,$J44/5*CB$37,IF(CB$37<=90,MIN(($J44+($K44-$J44)/45*(CB$37-5)),$L44),$L44-($L44-MIN(($J44+($K44-$J44)/45*85),$L44))/5*(95-CB$37)))/CB44)","v":1.5262932688214065E-3},{"$f":"IF($D44=0,\" \",CB44*CD44)","v":7.5993845416162067},5121.2371658230977,{"$f":"IF($D44=0,\" \",1/CF44)","v":1.9526531727012442E-4},{"$f":"IF($D44=0,\" \",IF(CF$37<5,$J44/5*CF$37,IF(CF$37<=90,MIN(($J44+($K44-$J44)/45*(CF$37-5)),$L44),$L44-($L44-MIN(($J44+($K44-$J44)/45*85),$L44))/5*(95-CF$37)))/CF44)","v":1.5347191274802212E-3},{"$f":"IF($D44=0,\" \",CF44*CH44)","v":7.8596606347513056},5271.8617883473071,{"$f":"IF($D44=0,\" \",1/CJ44)","v":1.8968630820526372E-4},{"$f":"IF($D44=0,\" \",IF(CJ$37<5,$J44/5*CJ$37,IF(CJ$37<=90,MIN(($J44+($K44-$J44)/45*(CJ$37-5)),$L44),$L44-($L44-MIN(($J44+($K44-$J44)/45*85),$L44))/5*(95-CJ$37)))/CJ44)","v":1.540240820773101E-3},{"$f":"IF($D44=0,\" \",CJ44*CL44)","v":8.1199367278864045},5431.6151758729829,{"$f":"IF($D44=0,\" \",1/CN44)","v":1.8410729914040302E-4},{"$f":"IF($D44=0,\" \",IF(CN$37<5,$J44/5*CN$37,IF(CN$37<=90,MIN(($J44+($K44-$J44)/45*(CN$37-5)),$L44),$L44-($L44-MIN(($J44+($K44-$J44)/45*85),$L44))/5*(95-CN$37)))/CN44)","v":1.5428583487000465E-3},{"$f":"IF($D44=0,\" \",CN44*CP44)","v":8.3802128210215034},5601.3531501190137,{"$f":"IF($D44=0,\" \",1/CR44)","v":1.7852829007554232E-4},{"$f":"IF($D44=0,\" \",IF(CR$37<5,$J44/5*CR$37,IF(CR$37<=90,MIN(($J44+($K44-$J44)/45*(CR$37-5)),$L44),$L44-($L44-MIN(($J44+($K44-$J44)/45*85),$L44))/5*(95-CR$37)))/CR44)","v":1.5425717112610576E-3},{"$f":"IF($D44=0,\" \",CR44*CT44)","v":8.6404889141566024},5782.0419614131752,{"$f":"IF($D44=0,\" \",1/CV44)","v":1.7294928101068162E-4},{"$f":"IF($D44=0,\" \",IF(CV$37<5,$J44/5*CV$37,IF(CV$37<=90,MIN(($J44+($K44-$J44)/45*(CV$37-5)),$L44),$L44-($L44-MIN(($J44+($K44-$J44)/45*85),$L44))/5*(95-CV$37)))/CV44)","v":1.5393809084561345E-3},{"$f":"IF($D44=0,\" \",CV44*CX44)","v":8.9007650072917031},5974.7766934602814,{"$f":"IF($D44=0,\" \",1/CZ44)","v":1.6737027194582092E-4},{"$f":"IF($D44=0,\" \",IF(CZ$37<5,$J44/5*CZ$37,IF(CZ$37<=90,MIN(($J44+($K44-$J44)/45*(CZ$37-5)),$L44),$L44-($L44-MIN(($J44+($K44-$J44)/45*85),$L44))/5*(95-CZ$37)))/CZ44)","v":1.5332859402852764E-3},{"$f":"IF($D44=0,\" \",CZ44*DB44)","v":9.161041100426802},{"$f":"IF($D44=0,\" \",1/($I44*(100-DD$37)/100))","v":6180.8034759933944},{"$f":"IF($D44=0,\" \",1/DD44)","v":1.6179126288096021E-4},{"$f":"IF($D44=0,\" \",IF(DD$37<5,$J44/5*DD$37,IF(DD$37<=90,MIN(($J44+($K44-$J44)/45*(DD$37-5)),$L44),$L44-($L44-MIN(($J44+($K44-$J44)/45*85),$L44))/5*(95-DD$37)))/DD44)","v":1.5242868067484839E-3},{"$f":"IF($D44=0,\" \",DD44*DF44)","v":9.4213171935619009},6401.5464572788733,{"$f":"IF($D44=0,\" \",1/DH44)","v":1.5621225381609951E-4},{"$f":"IF($D44=0,\" \",IF(DH$37<5,$J44/5*DH$37,IF(DH$37<=90,MIN(($J44+($K44-$J44)/45*(DH$37-5)),$L44),$L44-($L44-MIN(($J44+($K44-$J44)/45*85),$L44))/5*(95-DH$37)))/DH44)","v":1.5123835078457569E-3},{"$f":"IF($D44=0,\" \",DH44*DJ44)","v":9.6815932866969998},6638.6407705114234,{"$f":"IF($D44=0,\" \",1/DL44)","v":1.5063324475123884E-4},{"$f":"IF($D44=0,\" \",IF(DL$37<5,$J44/5*DL$37,IF(DL$37<=90,MIN(($J44+($K44-$J44)/45*(DL$37-5)),$L44),$L44-($L44-MIN(($J44+($K44-$J44)/45*85),$L44))/5*(95-DL$37)))/DL44)","v":1.4975760435770955E-3},{"$f":"IF($D44=0,\" \",DL44*DN44)","v":9.9418693798320987},6893.9731078387858,{"$f":"IF($D44=0,\" \",1/DP44)","v":1.4505423568637814E-4},{"$f":"IF($D44=0,\" \",IF(DP$37<5,$J44/5*DP$37,IF(DP$37<=90,MIN(($J44+($K44-$J44)/45*(DP$37-5)),$L44),$L44-($L44-MIN(($J44+($K44-$J44)/45*85),$L44))/5*(95-DP$37)))/DP44)","v":1.4798644139424999E-3},{"$f":"IF($D44=0,\" \",DP44*DR44)","v":10.202145472967199},7169.7320321523375,{"$f":"IF($D44=0,\" \",1/DT44)","v":1.3947522662151744E-4},{"$f":"IF($D44=0,\" \",IF(DT$37<5,$J44/5*DT$37,IF(DT$37<=90,MIN(($J44+($K44-$J44)/45*(DT$37-5)),$L44),$L44-($L44-MIN(($J44+($K44-$J44)/45*85),$L44))/5*(95-DT$37)))/DT44)","v":1.4592486189419691E-3},{"$f":"IF($D44=0,\" \",DT44*DV44)","v":10.462421566102297},7468.4708668253515,{"$f":"IF($D44=0,\" \",1/DX44)","v":1.3389621755665674E-4},{"$f":"IF($D44=0,\" \",IF(DX$37<5,$J44/5*DX$37,IF(DX$37<=90,MIN(($J44+($K44-$J44)/45*(DX$37-5)),$L44),$L44-($L44-MIN(($J44+($K44-$J44)/45*85),$L44))/5*(95-DX$37)))/DX44)","v":1.4357286585755045E-3},{"$f":"IF($D44=0,\" \",DX44*DZ44)","v":10.722697659237397},7793.1869914699319,{"$f":"IF($D44=0,\" \",1/EB44)","v":1.2831720849179604E-4},{"$f":"IF($D44=0,\" \",IF(EB$37<5,$J44/5*EB$37,IF(EB$37<=90,MIN(($J44+($K44-$J44)/45*(EB$37-5)),$L44),$L44-($L44-MIN(($J44+($K44-$J44)/45*85),$L44))/5*(95-EB$37)))/EB44)","v":1.409304532843105E-3},{"$f":"IF($D44=0,\" \",EB44*ED44)","v":10.982973752372496},8147.4227638094744,{"$f":"IF($D44=0,\" \",1/EF44)","v":1.2273819942693534E-4},{"$f":"IF($D44=0,\" \",IF(EF$37<5,$J44/5*EF$37,IF(EF$37<=90,MIN(($J44+($K44-$J44)/45*(EF$37-5)),$L44),$L44-($L44-MIN(($J44+($K44-$J44)/45*85),$L44))/5*(95-EF$37)))/EF44)","v":1.3799762417447711E-3},{"$f":"IF($D44=0,\" \",EF44*EH44)","v":11.243249845507595},8535.3952763718316,{"$f":"IF($D44=0,\" \",1/EJ44)","v":1.1715919036207462E-4},{"$f":"IF($D44=0,\" \",IF(EJ$37<5,$J44/5*EJ$37,IF(EJ$37<=90,MIN(($J44+($K44-$J44)/45*(EJ$37-5)),$L44),$L44-($L44-MIN(($J44+($K44-$J44)/45*85),$L44))/5*(95-EJ$37)))/EJ44)","v":1.3477437852805027E-3},{"$f":"IF($D44=0,\" \",EJ44*EL44)","v":11.503525938642696},8962.1650401904208,{"$f":"IF($D44=0,\" \",1/EN44)","v":1.1158018129721396E-4},{"$f":"IF($D44=0,\" \",IF(EN$37<5,$J44/5*EN$37,IF(EN$37<=90,MIN(($J44+($K44-$J44)/45*(EN$37-5)),$L44),$L44-($L44-MIN(($J44+($K44-$J44)/45*85),$L44))/5*(95-EN$37)))/EN44)","v":1.3126071634503001E-3},{"$f":"IF($D44=0,\" \",EN44*EP44)","v":11.763802031777793},9433.8579370425505,{"$f":"IF($D44=0,\" \",1/ER44)","v":1.0600117223235323E-4},{"$f":"IF($D44=0,\" \",IF(ER$37<5,$J44/5*ER$37,IF(ER$37<=90,MIN(($J44+($K44-$J44)/45*(ER$37-5)),$L44),$L44-($L44-MIN(($J44+($K44-$J44)/45*85),$L44))/5*(95-ER$37)))/ER44)","v":1.2745663762541626E-3},{"$f":"IF($D44=0,\" \",ER44*ET44)","v":12.024078124912894},9957.961155767136,{"$f":"IF($D44=0,\" \",1/EV44)","v":1.0042216316749255E-4},{"$f":"IF($D44=0,\" \",IF(EV$37<5,$J44/5*EV$37,IF(EV$37<=90,MIN(($J44+($K44-$J44)/45*(EV$37-5)),$L44),$L44-($L44-MIN(($J44+($K44-$J44)/45*85),$L44))/5*(95-EV$37)))/EV44)","v":1.2336214236920908E-3},{"$f":"IF($D44=0,\" \",EV44*EX44)","v":12.284354218047993},10543.723576694614,{"$f":"IF($D44=0,\" \",1/EZ44)","v":9.4843154102631859E-5},{"$f":"IF($D44=0,\" \",IF(EZ$37<5,$J44/5*EZ$37,IF(EZ$37<=90,MIN(($J44+($K44-$J44)/45*(EZ$37-5)),$L44),$L44-($L44-MIN(($J44+($K44-$J44)/45*85),$L44))/5*(95-EZ$37)))/EZ44)","v":1.1897723057640846E-3},{"$f":"IF($D44=0,\" \",EZ44*FB44)","v":12.544630311183091},11202.706300238027,{"$f":"IF($D44=0,\" \",1/FD44)","v":8.9264145037771159E-5},{"$f":"IF($D44=0,\" \",IF(FD$37<5,$J44/5*FD$37,IF(FD$37<=90,MIN(($J44+($K44-$J44)/45*(FD$37-5)),$L44),$L44-($L44-MIN(($J44+($K44-$J44)/45*85),$L44))/5*(95-FD$37)))/FD44)","v":1.1430190224701437E-3},{"$f":"IF($D44=0,\" \",FD44*FF44)","v":12.80490640431819},11949.553386920563,{"$f":"IF($D44=0,\" \",1/FH44)","v":8.3685135972910458E-5},{"$f":"IF($D44=0,\" \",IF(FH$37<5,$J44/5*FH$37,IF(FH$37<=90,MIN(($J44+($K44-$J44)/45*(FH$37-5)),$L44),$L44-($L44-MIN(($J44+($K44-$J44)/45*85),$L44))/5*(95-FH$37)))/FH44)","v":1.0933615738102686E-3},{"$f":"IF($D44=0,\" \",FH44*FJ44)","v":13.065182497453291},12803.092914557747,{"$f":"IF($D44=0,\" \",1/FL44)","v":7.8106126908049757E-5},{"$f":"IF($D44=0,\" \",IF(FL$37<5,$J44/5*FL$37,IF(FL$37<=90,MIN(($J44+($K44-$J44)/45*(FL$37-5)),$L44),$L44-($L44-MIN(($J44+($K44-$J44)/45*85),$L44))/5*(95-FL$37)))/FL44)","v":1.0407999597844587E-3},{"$f":"IF($D44=0,\" \",FL44*FN44)","v":13.325458590588392},{"$f":"IF($D44=0,\" \",1/($I44*(100-FP$37)/100))","v":13787.946215677572},{"$f":"IF($D44=0,\" \",1/FP44)","v":7.252711784318907E-5},{"$f":"IF($D44=0,\" \",IF(FP$37<5,$J44/5*FP$37,IF(FP$37<=90,MIN(($J44+($K44-$J44)/45*(FP$37-5)),$L44),$L44-($L44-MIN(($J44+($K44-$J44)/45*85),$L44))/5*(95-FP$37)))/FP44)","v":9.8533418039271447E-4},{"$f":"IF($D44=0,\" \",FP44*FR44)","v":13.585734683723489},14936.941733650703,{"$f":"IF($D44=0,\" \",1/FT44)","v":6.6948108778328369E-5},{"$f":"IF($D44=0,\" \",IF(FT$37<5,$J44/5*FT$37,IF(FT$37<=90,MIN(($J44+($K44-$J44)/45*(FT$37-5)),$L44),$L44-($L44-MIN(($J44+($K44-$J44)/45*85),$L44))/5*(95-FT$37)))/FT44)","v":9.2696423563503564E-4},{"$f":"IF($D44=0,\" \",FT44*FV44)","v":13.846010776858588},16294.845527618949,{"$f":"IF($D44=0,\" \",1/FX44)","v":6.1369099713467668E-5},{"$f":"IF($D44=0,\" \",IF(FX$37<5,$J44/5*FX$37,IF(FX$37<=90,MIN(($J44+($K44-$J44)/45*(FX$37-5)),$L44),$L44-($L44-MIN(($J44+($K44-$J44)/45*85),$L44))/5*(95-FX$37)))/FX44)","v":8.6569012551142234E-4},{"$f":"IF($D44=0,\" \",FX44*FZ44)","v":14.106286869993687},17924.330080380842,{"$f":"IF($D44=0,\" \",1/GB44)","v":5.5790090648606981E-5},{"$f":"IF($D44=0,\" \",IF(GB$37<5,$J44/5*GB$37,IF(GB$37<=90,MIN(($J44+($K44-$J44)/45*(GB$37-5)),$L44),$L44-($L44-MIN(($J44+($K44-$J44)/45*85),$L44))/5*(95-GB$37)))/GB44)","v":8.015118500218748E-4},{"$f":"IF($D44=0,\" \",GB44*GD44)","v":14.366562963128787},19915.922311534272,{"$f":"IF($D44=0,\" \",1/GF44)","v":5.0211081583746273E-5},{"$f":"IF($D44=0,\" \",IF(GF$37<5,$J44/5*GF$37,IF(GF$37<=90,MIN(($J44+($K44-$J44)/45*(GF$37-5)),$L44),$L44-($L44-MIN(($J44+($K44-$J44)/45*85),$L44))/5*(95-GF$37)))/GF44)","v":7.3442940916639238E-4},{"$f":"IF($D44=0,\" \",GF44*GH44)","v":14.626839056263886},22405.412600476055,{"$f":"IF($D44=0,\" \",1/GJ44)","v":4.4632072518885579E-5},{"$f":"IF($D44=0,\" \",IF(GJ$37<5,$J44/5*GJ$37,IF(GJ$37<=90,MIN(($J44+($K44-$J44)/45*(GJ$37-5)),$L44),$L44-($L44-MIN(($J44+($K44-$J44)/45*85),$L44))/5*(95-GJ$37)))/GJ44)","v":6.644428029449756E-4},{"$f":"IF($D44=0,\" \",GJ44*GL44)","v":14.887115149398985},25606.185829115493,{"$f":"IF($D44=0,\" \",1/GN44)","v":3.9053063454024879E-5},{"$f":"IF($D44=0,\" \",IF(GN$37<5,$J44/5*GN$37,IF(GN$37<=90,MIN(($J44+($K44-$J44)/45*(GN$37-5)),$L44),$L44-($L44-MIN(($J44+($K44-$J44)/45*85),$L44))/5*(95-GN$37)))/GN44)","v":5.9155203135762436E-4},{"$f":"IF($D44=0,\" \",GN44*GP44)","v":15.147391242534084},29873.883467301406,{"$f":"IF($D44=0,\" \",1/GR44)","v":3.3474054389164184E-5},{"$f":"IF($D44=0,\" \",IF(GR$37<5,$J44/5*GR$37,IF(GR$37<=90,MIN(($J44+($K44-$J44)/45*(GR$37-5)),$L44),$L44-($L44-MIN(($J44+($K44-$J44)/45*85),$L44))/5*(95-GR$37)))/GR44)","v":5.1575709440433866E-4},{"$f":"IF($D44=0,\" \",GR44*GT44)","v":15.407667335669183},35848.660160761683,{"$f":"IF($D44=0,\" \",1/GV44)","v":2.789504532430349E-5},{"$f":"IF($D44=0,\" \",IF(GV$37<5,$J44/5*GV$37,IF(GV$37<=90,MIN(($J44+($K44-$J44)/45*(GV$37-5)),$L44),$L44-($L44-MIN(($J44+($K44-$J44)/45*85),$L44))/5*(95-GV$37)))/GV44)","v":4.3705799208511851E-4},{"$f":"IF($D44=0,\" \",GV44*GX44)","v":15.667943428804284},44810.825200952109,{"$f":"IF($D44=0,\" \",1/GZ44)","v":2.231603625944279E-5},{"$f":"IF($D44=0,\" \",IF(GZ$37<5,$J44/5*GZ$37,IF(GZ$37<=90,MIN(($J44+($K44-$J44)/45*(GZ$37-5)),$L44),$L44-($L44-MIN(($J44+($K44-$J44)/45*85),$L44))/5*(95-GZ$37)))/GZ44)","v":3.5931673392706375E-4},{"$f":"IF($D44=0,\" \",GZ44*HB44)","v":16.101279355782673},59747.766934602812,{"$f":"IF($D44=0,\" \",1/HD44)","v":1.6737027194582092E-5},{"$f":"IF($D44=0,\" \",IF(HD$37<5,$J44/5*HD$37,IF(HD$37<=90,MIN(($J44+($K44-$J44)/45*(HD$37-5)),$L44),$L44-($L44-MIN(($J44+($K44-$J44)/45*85),$L44))/5*(95-HD$37)))/HD44)","v":2.7674030563952458E-4},{"$f":"IF($D44=0,\" \",HD44*HF44)","v":16.534615282761063},89621.650401904219,{"$f":"IF($D44=0,\" \",1/HH44)","v":1.1158018129721395E-5},{"$f":"IF($D44=0,\" \",IF(HH$37<5,$J44/5*HH$37,IF(HH$37<=90,MIN(($J44+($K44-$J44)/45*(HH$37-5)),$L44),$L44-($L44-MIN(($J44+($K44-$J44)/45*85),$L44))/5*(95-HH$37)))/HH44)","v":1.8932870722250094E-4},{"$f":"IF($D44=0,\" \",HH44*HJ44)","v":16.967951209739457},179243.30080380844,{"$f":"IF($D44=0,\" \",1/HL44)","v":5.5790090648606974E-6},{"$f":"IF($D44=0,\" \",IF(HL$37<5,$J44/5*HL$37,IF(HL$37<=90,MIN(($J44+($K44-$J44)/45*(HL$37-5)),$L44),$L44-($L44-MIN(($J44+($K44-$J44)/45*85),$L44))/5*(95-HL$37)))/HL44)","v":9.7081938675992716E-5},{"$f":"IF($D44=0,\" \",HL44*HN44)","v":17.401287136717848},null,{"$f":"IF($D44=\"Full\",'Failure Persistence Storage'!AB44,0)","v":3658.0265470164986},{"$f":"IF($D44=\"Full\",'Failure Persistence Storage'!AE44,0)","v":1.8424837882250256},{"$f":"IF($D44=\"Full\",'Failure Persistence Storage'!AF44,0)","v":3734.2354334126758},{"$f":"IF($D44=\"Full\",'Failure Persistence Storage'!AI44,0)","v":3.684967576450052},{"$f":"IF($D44=\"Full\",'Failure Persistence Storage'!AJ44,0)","v":3813.6872511448605},{"$f":"IF($D44=\"Full\",'Failure Persistence Storage'!AM44,0)","v":4.7363475171301141},{"$f":"IF($D44=\"Full\",'Failure Persistence Storage'!AN44,0)","v":3896.5934957349659},{"$f":"IF($D44=\"Full\",'Failure Persistence Storage'!AQ44,0)","v":4.996623610265214},{"$f":"IF($D44=\"Full\",'Failure Persistence Storage'!AR44,0)","v":3983.1844623068541},{"$f":"IF($D44=\"Full\",'Failure Persistence Storage'!AU44,0)","v":5.2568997034003129},{"$f":"IF($D44=\"Full\",'Failure Persistence Storage'!AV44,0)","v":4073.7113819047372},{"$f":"IF($D44=\"Full\",'Failure Persistence Storage'!AY44,0)","v":5.5171757965354118},{"$f":"IF($D44=\"Full\",'Failure Persistence Storage'!AZ44,0)","v":4168.4488559025222},{"$f":"IF($D44=\"Full\",'Failure Persistence Storage'!BC44,0)","v":5.7774518896705116},{"$f":"IF($D44=\"Full\",'Failure Persistence Storage'!BD44,0)","v":4267.6976381859158},{"$f":"IF($D44=\"Full\",'Failure Persistence Storage'!BG44,0)","v":6.0377279828056105},{"$f":"IF($D44=\"Full\",'Failure Persistence Storage'!BH44,0)","v":4371.7878244831318},{"$f":"IF($D44=\"Full\",'Failure Persistence Storage'!BK44,0)","v":6.2980040759407103},{"$f":"IF($D44=\"Full\",'Failure Persistence Storage'!BL44,0)","v":4481.0825200952104},{"$f":"IF($D44=\"Full\",'Failure Persistence Storage'!BO44,0)","v":6.5582801690758092},{"$f":"IF($D44=\"Full\",'Failure Persistence Storage'!BP44,0)","v":4595.9820718925239},{"$f":"IF($D44=\"Full\",'Failure Persistence Storage'!BS44,0)","v":6.8185562622109082},{"$f":"IF($D44=\"Full\",'Failure Persistence Storage'!BT44,0)","v":4716.9289685212752},{"$f":"IF($D44=\"Full\",'Failure Persistence Storage'!BW44,0)","v":7.078832355346008},{"$f":"IF($D44=\"Full\",'Failure Persistence Storage'!BX44,0)","v":4844.4135352380663},{"$f":"IF($D44=\"Full\",'Failure Persistence Storage'!CA44,0)","v":7.3391084484811069},{"$f":"IF($D44=\"Full\",'Failure Persistence Storage'!CB44,0)","v":4978.980577883568},{"$f":"IF($D44=\"Full\",'Failure Persistence Storage'!CE44,0)","v":7.5993845416162067},{"$f":"IF($D44=\"Full\",'Failure Persistence Storage'!CF44,0)","v":5121.2371658230977},{"$f":"IF($D44=\"Full\",'Failure Persistence Storage'!CI44,0)","v":7.8596606347513056},{"$f":"IF($D44=\"Full\",'Failure Persistence Storage'!CJ44,0)","v":5271.8617883473071},{"$f":"IF($D44=\"Full\",'Failure Persistence Storage'!CM44,0)","v":8.1199367278864045},{"$f":"IF($D44=\"Full\",'Failure Persistence Storage'!CN44,0)","v":5431.6151758729829},{"$f":"IF($D44=\"Full\",'Failure Persistence Storage'!CQ44,0)","v":8.3802128210215034},{"$f":"IF($D44=\"Full\",'Failure Persistence Storage'!CR44,0)","v":5601.3531501190137},{"$f":"IF($D44=\"Full\",'Failure Persistence Storage'!CU44,0)","v":8.6404889141566024},{"$f":"IF($D44=\"Full\",'Failure Persistence Storage'!CV44,0)","v":5782.0419614131752},{"$f":"IF($D44=\"Full\",'Failure Persistence Storage'!CY44,0)","v":8.9007650072917031},{"$f":"IF($D44=\"Full\",'Failure Persistence Storage'!CZ44,0)","v":5974.7766934602814},{"$f":"IF($D44=\"Full\",'Failure Persistence Storage'!DC44,0)","v":9.161041100426802},{"$f":"IF($D44=\"Full\",'Failure Persistence Storage'!DD44,0)","v":6180.8034759933944},{"$f":"IF($D44=\"Full\",'Failure Persistence Storage'!DG44,0)","v":9.4213171935619009},{"$f":"IF($D44=\"Full\",'Failure Persistence Storage'!DH44,0)","v":6401.5464572788733},{"$f":"IF($D44=\"Full\",'Failure Persistence Storage'!DK44,0)","v":9.6815932866969998},{"$f":"IF($D44=\"Full\",'Failure Persistence Storage'!DL44,0)","v":6638.6407705114234},{"$f":"IF($D44=\"Full\",'Failure Persistence Storage'!DO44,0)","v":9.9418693798320987},{"$f":"IF($D44=\"Full\",'Failure Persistence Storage'!DP44,0)","v":6893.9731078387858},{"$f":"IF($D44=\"Full\",'Failure Persistence Storage'!DS44,0)","v":10.202145472967199},{"$f":"IF($D44=\"Full\",'Failure Persistence Storage'!DT44,0)","v":7169.7320321523375},{"$f":"IF($D44=\"Full\",'Failure Persistence Storage'!DW44,0)","v":10.462421566102297},{"$f":"IF($D44=\"Full\",'Failure Persistence Storage'!DX44,0)","v":7468.4708668253515},{"$f":"IF($D44=\"Full\",'Failure Persistence Storage'!EA44,0)","v":10.722697659237397},{"$f":"IF($D44=\"Full\",'Failure Persistence Storage'!EB44,0)","v":7793.1869914699319},{"$f":"IF($D44=\"Full\",'Failure Persistence Storage'!EE44,0)","v":10.982973752372496},{"$f":"IF($D44=\"Full\",'Failure Persistence Storage'!EF44,0)","v":8147.4227638094744},{"$f":"IF($D44=\"Full\",'Failure Persistence Storage'!EI44,0)","v":11.243249845507595},{"$f":"IF($D44=\"Full\",'Failure Persistence Storage'!EJ44,0)","v":8535.3952763718316},{"$f":"IF($D44=\"Full\",'Failure Persistence Storage'!EM44,0)","v":11.503525938642696},{"$f":"IF($D44=\"Full\",'Failure Persistence Storage'!EN44,0)","v":8962.1650401904208},{"$f":"IF($D44=\"Full\",'Failure Persistence Storage'!EQ44,0)","v":11.763802031777793},{"$f":"IF($D44=\"Full\",'Failure Persistence Storage'!ER44,0)","v":9433.8579370425505},{"$f":"IF($D44=\"Full\",'Failure Persistence Storage'!EU44,0)","v":12.024078124912894},{"$f":"IF($D44=\"Full\",'Failure Persistence Storage'!EV44,0)","v":9957.961155767136},{"$f":"IF($D44=\"Full\",'Failure Persistence Storage'!EY44,0)","v":12.284354218047993},{"$f":"IF($D44=\"Full\",'Failure Persistence Storage'!EZ44,0)","v":10543.723576694614},{"$f":"IF($D44=\"Full\",'Failure Persistence Storage'!FC44,0)","v":12.544630311183091},{"$f":"IF($D44=\"Full\",'Failure Persistence Storage'!FD44,0)","v":11202.706300238027},{"$f":"IF($D44=\"Full\",'Failure Persistence Storage'!FG44,0)","v":12.80490640431819},{"$f":"IF($D44=\"Full\",'Failure Persistence Storage'!FH44,0)","v":11949.553386920563},{"$f":"IF($D44=\"Full\",'Failure Persistence Storage'!FK44,0)","v":13.065182497453291},{"$f":"IF($D44=\"Full\",'Failure Persistence Storage'!FL44,0)","v":12803.092914557747},{"$f":"IF($D44=\"Full\",'Failure Persistence Storage'!FO44,0)","v":13.325458590588392},{"$f":"IF($D44=\"Full\",'Failure Persistence Storage'!FP44,0)","v":13787.946215677572},{"$f":"IF($D44=\"Full\",'Failure Persistence Storage'!FS44,0)","v":13.585734683723489},{"$f":"IF($D44=\"Full\",'Failure Persistence Storage'!FT44,0)","v":14936.941733650703},{"$f":"IF($D44=\"Full\",'Failure Persistence Storage'!FW44,0)","v":13.846010776858588},{"$f":"IF($D44=\"Full\",'Failure Persistence Storage'!FX44,0)","v":16294.845527618949},{"$f":"IF($D44=\"Full\",'Failure Persistence Storage'!GA44,0)","v":14.106286869993687},{"$f":"IF($D44=\"Full\",'Failure Persistence Storage'!GB44,0)","v":17924.330080380842},{"$f":"IF($D44=\"Full\",'Failure Persistence Storage'!GE44,0)","v":14.366562963128787},{"$f":"IF($D44=\"Full\",'Failure Persistence Storage'!GF44,0)","v":19915.922311534272},{"$f":"IF($D44=\"Full\",'Failure Persistence Storage'!GI44,0)","v":14.626839056263886},{"$f":"IF($D44=\"Full\",'Failure Persistence Storage'!GJ44,0)","v":22405.412600476055},{"$f":"IF($D44=\"Full\",'Failure Persistence Storage'!GM44,0)","v":14.887115149398985},{"$f":"IF($D44=\"Full\",'Failure Persistence Storage'!GN44,0)","v":25606.185829115493},{"$f":"IF($D44=\"Full\",'Failure Persistence Storage'!GQ44,0)","v":15.147391242534084},{"$f":"IF($D44=\"Full\",'Failure Persistence Storage'!GR44,0)","v":29873.883467301406},{"$f":"IF($D44=\"Full\",'Failure Persistence Storage'!GU44,0)","v":15.407667335669183},{"$f":"IF($D44=\"Full\",'Failure Persistence Storage'!GV44,0)","v":35848.660160761683},{"$f":"IF($D44=\"Full\",'Failure Persistence Storage'!GY44,0)","v":15.667943428804284},{"$f":"IF($D44=\"Full\",'Failure Persistence Storage'!GZ44,0)","v":44810.825200952109},{"$f":"IF($D44=\"Full\",'Failure Persistence Storage'!HC44,0)","v":16.101279355782673},{"$f":"IF($D44=\"Full\",'Failure Persistence Storage'!HD44,0)","v":59747.766934602812},{"$f":"IF($D44=\"Full\",'Failure Persistence Storage'!HG44,0)","v":16.534615282761063},{"$f":"IF($D44=\"Full\",'Failure Persistence Storage'!HH44,0)","v":89621.650401904219},{"$f":"IF($D44=\"Full\",'Failure Persistence Storage'!HK44,0)","v":16.967951209739457},{"$f":"IF($D44=\"Full\",'Failure Persistence Storage'!HL44,0)","v":179243.30080380844},{"$f":"IF($D44=\"Full\",'Failure Persistence Storage'!HO44,0)","v":17.401287136717848}]
[null,2,"Pipe","Full",400,45.198999999999998,"MS",{"$f":"72-2019+C38","v":89},{"$f":"IF(C45=\"Valve\",0.002,IF(C45=\"Pipe\",IF(G45=\"PVC\",IF(H45<C$38-1986,2.4287*EXP(0.0206*H45),16.746*EXP(0.047*H45)),IF(G45=\"AC\",IF(E45<150,1.6*EXP(0.0526*H45),IF(E45<200,0.9585*EXP(0.0562*H45),IF(E45<300,0.95*EXP(0.0511*H45),0.1749*EXP(0.0701*H45)))),IF(G45=\"DI\",IF(E45<150,1.6*EXP(0.0285*H45),IF(E45<200,1.5302*EXP(0.0264*H45),IF(E45<300,0.95*EXP(0.031*H45),0.7*EXP(0.0327*H45)))),IF(G45=\"MS\",IF(E45<150,3.7022*EXP(0.0673*H45),IF(E45<200,1.8319*EXP(0.0592*H45),IF(E45<300,1.5626*EXP(0.0409*H45),IF(E45<400,1.35*EXP(0.0409*H45),0.55*EXP(0.0136*H45))))),IF(G45=\"CI\",IF(E45<150,IF(H45<C$38-1951,9.4549*EXP(0.0284*H45),0.15*EXP(0.0518*H45)),IF(E45<200,IF(H45<C$38-1951,8.4483*EXP(0.0279*H45),0.1*EXP(0.0529*H45)),IF(E45<300,IF(H45<C$38-1941,3.3385*EXP(0.0307*H45),0.05*EXP(0.0526*H45)),IF(E45>=300,IF(H45<C$38-1941,3.3*EXP(0.0292*H45),0.05*EXP(0.0491*H45)))))))))))*F45/100000,\" \"))","v":8.3399137029580191E-4},4.6062094705625647,10.462421566102298,16.75128324625026,null,null,null,null,null,null,null,null,null,null,null,null,null,null,null,1223.5236473770533,{"$f":"IF($D45=0,\" \",1/AB45)","v":8.1731154288988575E-4},{"$f":"IF($D45=0,\" \",IF(AB$37<5,$J45/5*AB$37,IF(AB$37<=90,MIN(($J45+($K45-$J45)/45*(AB$37-5)),$L45),$L45-($L45-MIN(($J45+($K45-$J45)/45*85),$L45))/5*(95-AB$37)))/AB45)","v":1.5058832677037975E-3},{"$f":"IF($D45=0,\" \",AB45*AD45)","v":1.8424837882250258},{"$f":"IF($D45=0,\" \",1/($I45*(100-AF$37)/100))","v":1249.0137233640751},8.0063171548396981E-4,2.9503019122360118E-3,3.6849675764500516,1275.5884834356511,7.8395188807805387E-4,3.7130685786479554E-3,4.7363475171301141,1303.3186678581653,7.6727206067213772E-4,3.8337696938512472E-3,4.996623610265214,1332.2813049216802,7.5059223326622167E-4,3.9457880884317788E-3,5.256899703400312,1362.560425488082,7.3391240586030563E-4,4.0491237623895525E-3,5.5171757965354127,1394.2478772436186,7.1723257845438969E-4,4.1437767157245673E-3,5.7774518896705116,1427.4442552732289,7.0055275104847353E-4,4.2297469484368208E-3,6.0377279828056105,1462.2599688164785,6.8387292364255749E-4,4.3070344605263171E-3,6.2980040759407103,1498.81646803689,6.6719309623664155E-4,4.3756392519930546E-3,6.5582801690758092,1537.2476595250155,6.505132688307255E-4,4.4355613228370316E-3,6.8185562622109082,1577.7015453019894,6.3383344142480956E-4,4.4868006730582497E-3,7.0788323553460071,1620.3421276074489,6.1715361401889341E-4,4.5293573026567082E-3,7.339108448481106,1665.3516311521003,6.0047378661297736E-4,4.5632312116324087E-3,7.5993845416162067,1712.9331063278742,5.8379395920706142E-4,4.5884223999853504E-3,7.8596606347513056,1763.3134918081062,5.6711413180114527E-4,4.6049308677155306E-3,8.1199367278864045,1816.7472339841095,5.5043430439522922E-4,4.6127566148229529E-3,8.3802128210215034,1873.520585046113,5.3375447698931317E-4,4.6118996413076156E-3,8.6404889141566024,1933.9567329508259,5.1707464958339723E-4,4.6023599471695211E-3,8.9007650072917031,1998.4219573825201,5.0039482217748119E-4,4.584137532408666E-3,9.161041100426802,2067.3330593612277,4.8371499477156514E-4,4.5572323970250513E-3,9.4213171935619009,2141.1663829098429,4.6703516736564909E-4,4.5216445410186778E-3,9.6815932866969998,2220.4688415361334,4.5035533995973305E-4,4.4773739643895454E-3,9.9418693798320987,2305.8714892875232,4.33675512553817E-4,4.4244206671376542E-3,10.202145472967199,2398.1063488590244,4.1699568514790095E-4,4.3627846492630016E-3,10.462421566102297,2498.0274467281502,4.0031585774198491E-4,4.2924659107655928E-3,10.722697659237397,2606.6373357163307,3.8363603033606886E-4,4.2134644516454234E-3,10.982973752372496,2725.1208509761641,3.6695620293015281E-4,4.1257802719024943E-3,11.243249845507595,2854.8885105464578,3.5027637552423677E-4,4.0294133715368073E-3,11.503525938642698,2997.63293607378,3.3359654811832077E-4,3.9243637505483606E-3,11.763802031777793,3155.4030906039789,3.1691672071240478E-4,3.8106314089371551E-3,12.024078124912894,3330.7032623042005,3.0023689330648868E-4,3.6882163467031894E-3,12.284354218047993,3526.6269836162123,2.8355706590057263E-4,3.5571185638464649E-3,12.544630311183091,3747.0411700922259,2.6687723849465659E-4,3.4173380603669812E-3,12.80490640431819,3996.8439147650402,2.5019741108874059E-4,3.2688748362647395E-3,13.065182497453291,4282.3327658196858,2.3351758368282455E-4,3.1117288915397377E-3,13.32545859058839,4611.7429785750464,2.168377562769085E-4,2.9459002261919766E-3,13.585734683723489,4996.0548934563003,2.0015792887099245E-4,2.7713888402214563E-3,13.846010776858588,5450.2417019523282,1.8347810146507641E-4,2.5881947336281767E-3,14.106286869993687,5995.26587214756,1.6679827405916039E-4,2.3963179064121392E-3,14.366562963128789,6661.406524608401,1.5011844665324434E-4,2.1957583585733411E-3,14.626839056263886,7494.0823401844518,1.3343861924732829E-4,1.9865160901117842E-3,14.887115149398987,8564.6655316393717,1.1675879184141227E-4,1.7685911010274684E-3,15.147391242534084,9992.1097869126006,1.0007896443549623E-4,1.5419833913203932E-3,15.407667335669183,11990.53174429512,8.3399137029580193E-5,1.306692960990559E-3,15.667943428804282,14988.164680368904,6.6719309623664147E-5,1.0742662426755758E-3,16.101279355782673,19984.219573825201,5.0039482217748113E-5,8.2738358741902846E-4,16.534615282761063,29976.329360737807,3.3359654811832073E-5,5.6604499522091667E-4,16.967951209739457,59952.658721475615,1.6679827405916037E-5,2.9025046608124053E-4,17.401287136717848,null,{"$f":"IF($D45=\"Full\",'Failure Persistence Storage'!AB45,0)","v":1223.5236473770533},{"$f":"IF($D45=\"Full\",'Failure Persistence Storage'!AE45,0)","v":1.8424837882250258},{"$f":"IF($D45=\"Full\",'Failure Persistence Storage'!AF45,0)","v":1249.0137233640751},{"$f":"IF($D45=\"Full\",'Failure Persistence Storage'!AI45,0)","v":3.6849675764500516},{"$f":"IF($D45=\"Full\",'Failure Persistence Storage'!AJ45,0)","v":1275.5884834356511},{"$f":"IF($D45=\"Full\",'Failure Persistence Storage'!AM45,0)","v":4.7363475171301141},{"$f":"IF($D45=\"Full\",'Failure Persistence Storage'!AN45,0)","v":1303.3186678581653},{"$f":"IF($D45=\"Full\",'Failure Persistence Storage'!AQ45,0)","v":4.996623610265214},{"$f":"IF($D45=\"Full\",'Failure Persistence Storage'!AR45,0)","v":1332.2813049216802},{"$f":"IF($D45=\"Full\",'Failure Persistence Storage'!AU45,0)","v":5.256899703400312},{"$f":"IF($D45=\"Full\",'Failure Persistence Storage'!AV45,0)","v":1362.560425488082},{"$f":"IF($D45=\"Full\",'Failure Persistence Storage'!AY45,0)","v":5.5171757965354127},{"$f":"IF($D45=\"Full\",'Failure Persistence Storage'!AZ45,0)","v":1394.2478772436186},{"$f":"IF($D45=\"Full\",'Failure Persistence Storage'!BC45,0)","v":5.7774518896705116},{"$f":"IF($D45=\"Full\",'Failure Persistence Storage'!BD45,0)","v":1427.4442552732289},{"$f":"IF($D45=\"Full\",'Failure Persistence Storage'!BG45,0)","v":6.0377279828056105},{"$f":"IF($D45=\"Full\",'Failure Persistence Storage'!BH45,0)","v":1462.2599688164785},{"$f":"IF($D45=\"Full\",'Failure Persistence Storage'!BK45,0)","v":6.2980040759407103},{"$f":"IF($D45=\"Full\",'Failure Persistence Storage'!BL45,0)","v":1498.81646803689},{"$f":"IF($D45=\"Full\",'Failure Persistence Storage'!BO45,0)","v":6.5582801690758092},{"$f":"IF($D45=\"Full\",'Failure Persistence Storage'!BP45,0)","v":1537.2476595250155},{"$f":"IF($D45=\"Full\",'Failure Persistence Storage'!BS45,0)","v":6.8185562622109082},{"$f":"IF($D45=\"Full\",'Failure Persistence Storage'!BT45,0)","v":1577.7015453019894},{"$f":"IF($D45=\"Full\",'Failure Persistence Storage'!BW45,0)","v":7.0788323553460071},{"$f":"IF($D45=\"Full\",'Failure Persistence Storage'!BX45,0)","v":1620.3421276074489},{"$f":"IF($D45=\"Full\",'Failure Persistence Storage'!CA45,0)","v":7.339108448481106},{"$f":"IF($D45=\"Full\",'Failure Persistence Storage'!CB45,0)","v":1665.3516311521003},{"$f":"IF($D45=\"Full\",'Failure Persistence Storage'!CE45,0)","v":7.5993845416162067},{"$f":"IF($D45=\"Full\",'Failure Persistence Storage'!CF45,0)","v":1712.9331063278742},{"$f":"IF($D45=\"Full\",'Failure Persistence Storage'!CI45,0)","v":7.8596606347513056},{"$f":"IF($D45=\"Full\",'Failure Persistence Storage'!CJ45,0)","v":1763.3134918081062},{"$f":"IF($D45=\"Full\",'Failure Persistence Storage'!CM45,0)","v":8.1199367278864045},{"$f":"IF($D45=\"Full\",'Failure Persistence Storage'!CN45,0)","v":1816.7472339841095},{"$f":"IF($D45=\"Full\",'Failure Persistence Storage'!CQ45,0)","v":8.3802128210215034},{"$f":"IF($D45=\"Full\",'Failure Persistence Storage'!CR45,0)","v":1873.520585046113},{"$f":"IF($D45=\"Full\",'Failure Persistence Storage'!CU45,0)","v":8.6404889141566024},{"$f":"IF($D45=\"Full\",'Failure Persistence Storage'!CV45,0)","v":1933.9567329508259},{"$f":"IF($D45=\"Full\",'Failure Persistence Storage'!CY45,0)","v":8.9007650072917031},{"$f":"IF($D45=\"Full\",'Failure Persistence Storage'!CZ45,0)","v":1998.4219573825201},{"$f":"IF($D45=\"Full\",'Failure Persistence Storage'!DC45,0)","v":9.161041100426802},{"$f":"IF($D45=\"Full\",'Failure Persistence Storage'!DD45,0)","v":2067.3330593612277},{"$f":"IF($D45=\"Full\",'Failure Persistence Storage'!DG45,0)","v":9.4213171935619009},{"$f":"IF($D45=\"Full\",'Failure Persistence Storage'!DH45,0)","v":2141.1663829098429},{"$f":"IF($D45=\"Full\",'Failure Persistence Storage'!DK45,0)","v":9.6815932866969998},{"$f":"IF($D45=\"Full\",'Failure Persistence Storage'!DL45,0)","v":2220.4688415361334},{"$f":"IF($D45=\"Full\",'Failure Persistence Storage'!DO45,0)","v":9.9418693798320987},{"$f":"IF($D45=\"Full\",'Failure Persistence Storage'!DP45,0)","v":2305.8714892875232},{"$f":"IF($D45=\"Full\",'Failure Persistence Storage'!DS45,0)","v":10.202145472967199},{"$f":"IF($D45=\"Full\",'Failure Persistence Storage'!DT45,0)","v":2398.1063488590244},{"$f":"IF($D45=\"Full\",'Failure Persistence Storage'!DW45,0)","v":10.462421566102297},{"$f":"IF($D45=\"Full\",'Failure Persistence Storage'!DX45,0)","v":2498.0274467281502},{"$f":"IF($D45=\"Full\",'Failure Persistence Storage'!EA45,0)","v":10.722697659237397},{"$f":"IF($D45=\"Full\",'Failure Persistence Storage'!EB45,0)","v":2606.6373357163307},{"$f":"IF($D45=\"Full\",'Failure Persistence Storage'!EE45,0)","v":10.982973752372496},{"$f":"IF($D45=\"Full\",'Failure Persistence Storage'!EF45,0)","v":2725.1208509761641},{"$f":"IF($D45=\"Full\",'Failure Persistence Storage'!EI45,0)","v":11.243249845507595},{"$f":"IF($D45=\"Full\",'Failure Persistence Storage'!EJ45,0)","v":2854.8885105464578},{"$f":"IF($D45=\"Full\",'Failure Persistence Storage'!EM45,0)","v":11.503525938642698},{"$f":"IF($D45=\"Full\",'Failure Persistence Storage'!EN45,0)","v":2997.63293607378},{"$f":"IF($D45=\"Full\",'Failure Persistence Storage'!EQ45,0)","v":11.763802031777793},{"$f":"IF($D45=\"Full\",'Failure Persistence Storage'!ER45,0)","v":3155.4030906039789},{"$f":"IF($D45=\"Full\",'Failure Persistence Storage'!EU45,0)","v":12.024078124912894},{"$f":"IF($D45=\"Full\",'Failure Persistence Storage'!EV45,0)","v":3330.7032623042005},{"$f":"IF($D45=\"Full\",'Failure Persistence Storage'!EY45,0)","v":12.284354218047993},{"$f":"IF($D45=\"Full\",'Failure Persistence Storage'!EZ45,0)","v":3526.6269836162123},{"$f":"IF($D45=\"Full\",'Failure Persistence Storage'!FC45,0)","v":12.544630311183091},{"$f":"IF($D45=\"Full\",'Failure Persistence Storage'!FD45,0)","v":3747.0411700922259},{"$f":"IF($D45=\"Full\",'Failure Persistence Storage'!FG45,0)","v":12.80490640431819},{"$f":"IF($D45=\"Full\",'Failure Persistence Storage'!FH45,0)","v":3996.8439147650402},{"$f":"IF($D45=\"Full\",'Failure Persistence Storage'!FK45,0)","v":13.065182497453291},{"$f":"IF($D45=\"Full\",'Failure Persistence Storage'!FL45,0)","v":4282.3327658196858},{"$f":"IF($D45=\"Full\",'Failure Persistence Storage'!FO45,0)","v":13.32545859058839},{"$f":"IF($D45=\"Full\",'Failure Persistence Storage'!FP45,0)","v":4611.7429785750464},{"$f":"IF($D45=\"Full\",'Failure Persistence Storage'!FS45,0)","v":13.585734683723489},{"$f":"IF($D45=\"Full\",'Failure Persistence Storage'!FT45,0)","v":4996.0548934563003},{"$f":"IF($D45=\"Full\",'Failure Persistence Storage'!FW45,0)","v":13.846010776858588},{"$f":"IF($D45=\"Full\",'Failure Persistence Storage'!FX45,0)","v":5450.2417019523282},{"$f":"IF($D45=\"Full\",'Failure Persistence Storage'!GA45,0)","v":14.106286869993687},{"$f":"IF($D45=\"Full\",'Failure Persistence Storage'!GB45,0)","v":5995.26587214756},{"$f":"IF($D45=\"Full\",'Failure Persistence Storage'!GE45,0)","v":14.366562963128789},{"$f":"IF($D45=\"Full\",'Failure Persistence Storage'!GF45,0)","v":6661.406524608401},{"$f":"IF($D45=\"Full\",'Failure Persistence Storage'!GI45,0)","v":14.626839056263886},{"$f":"IF($D45=\"Full\",'Failure Persistence Storage'!GJ45,0)","v":7494.0823401844518},{"$f":"IF($D45=\"Full\",'Failure Persistence Storage'!GM45,0)","v":14.887115149398987},{"$f":"IF($D45=\"Full\",'Failure Persistence Storage'!GN45,0)","v":8564.6655316393717},{"$f":"IF($D45=\"Full\",'Failure Persistence Storage'!GQ45,0)","v":15.147391242534084},{"$f":"IF($D45=\"Full\",'Failure Persistence Storage'!GR45,0)","v":9992.1097869126006},{"$f":"IF($D45=\"Full\",'Failure Persistence Storage'!GU45,0)","v":15.407667335669183},{"$f":"IF($D45=\"Full\",'Failure Persistence Storage'!GV45,0)","v":11990.53174429512},{"$f":"IF($D45=\"Full\",'Failure Persistence Storage'!GY45,0)","v":15.667943428804282},{"$f":"IF($D45=\"Full\",'Failure Persistence Storage'!GZ45,0)","v":14988.164680368904},{"$f":"IF($D45=\"Full\",'Failure Persistence Storage'!HC45,0)","v":16.101279355782673},{"$f":"IF($D45=\"Full\",'Failure Persistence Storage'!HD45,0)","v":19984.219573825201},{"$f":"IF($D45=\"Full\",'Failure Persistence Storage'!HG45,0)","v":16.534615282761063},{"$f":"IF($D45=\"Full\",'Failure Persistence Storage'!HH45,0)","v":29976.329360737807},{"$f":"IF($D45=\"Full\",'Failure Persistence Storage'!HK45,0)","v":16.967951209739457},{"$f":"IF($D45=\"Full\",'Failure Persistence Storage'!HL45,0)","v":59952.658721475615},{"$f":"IF($D45=\"Full\",'Failure Persistence Storage'!HO45,0)","v":17.401287136717848}]
[null,3,"Pipe","Full",400,15.407,"MS",{"$f":"41-2019+C38","v":58},1.8648858743585789E-4,4.6062094705625647,10.462421566102298,16.75128324625026,null,null,null,null,null,null,null,null,null,null,null,null,null,null,null,5471.6922750904105,1.8275881568714073E-4,3.3673015505876231E-4,1.8424837882250258,5585.6858641547933,1.7902904393842357E-4,6.5971622215594259E-4,3.6849675764500516,5704.530244243193,1.7529927218970642E-4,8.3027827259043215E-4,4.7363475171301141,5828.541771291958,1.7156950044098926E-4,8.5726821670485502E-4,4.996623610265214,5958.0649217651135,1.6783972869227208E-4,8.8231661998119416E-4,5.2568997034003129,6093.475488168865,1.6410995694355495E-4,9.0542348241945002E-4,5.5171757965354118,6235.1842204518634,1.6038018519483777E-4,9.2658880401962204E-4,5.7774518896705116,6383.6409876054786,1.5665041344612061E-4,9.4581258478171077E-4,6.0377279828056105,6539.3395482787837,1.5292064169740346E-4,9.6309482470571589E-4,6.2980040759407103,6702.8230369857529,1.491908699486863E-4,9.7843552379163739E-4,6.5582801690758084,6874.690294344362,1.4546109819996915E-4,9.9183468203947549E-4,6.8185562622109082,7055.6031968271081,1.4173132645125199E-4,1.00329229944923E-3,7.0788323553460071,7246.2951751197324,1.3800155470253484E-4,1.0128083760209011E-3,7.3391084484811069,7447.5811522063914,1.3427178295381768E-4,1.0203829117544885E-3,7.5993845416162067,7660.3691851265739,1.3054201120510053E-4,1.0260159066499924E-3,7.8596606347513056,7885.6741611597081,1.2681223945638337E-4,1.0297073607074129E-3,8.1199367278864045,8124.6339842251537,1.2308246770766621E-4,1.0314572739267497E-3,8.3802128210215034,8378.5287962321909,1.1935269595894905E-4,1.0312656463080027E-3,8.6404889141566024,8648.8039186912938,1.1562292421023189E-4,1.0291324778511726E-3,8.9007650072917031,8937.0973826476711,1.1189315246151472E-4,1.0250577685562588E-3,9.161041100426802,9245.273154463106,1.0816338071279758E-4,1.0190415184232616E-3,9.4213171935619009,9575.4614814082179,1.0443360896408041E-4,1.0110837274521806E-3,9.6815932866969998,9930.1082029418558,1.0070383721536325E-4,1.0011843956430162E-3,9.9418693798320987,10312.035441516542,9.6974065466646098E-5,9.8934352299576839E-4,10.202145472967199,10724.516859177204,9.3244293717928943E-5,9.7556110951043675E-4,10.462421566102297,11171.371728309587,8.9514521969211787E-5,9.5983715518702182E-4,10.722697659237397,11657.083542583916,8.5784750220494632E-5,9.4217166002552328E-4,10.982973752372496,12186.95097633773,8.2054978471777476E-5,9.2256462402594123E-4,11.243249845507595,12767.281975210957,7.8325206723060307E-5,9.0101604718827557E-4,11.503525938642696,13405.646073971506,7.4595434974343152E-5,8.7752592951252618E-4,11.763802031777793,14111.206393654216,7.0865663225625996E-5,8.5209427099869361E-4,12.024078124912894,14895.162304412783,6.713589147690884E-5,8.2472107164677743E-4,12.284354218047993,15771.348322319416,6.3406119728191685E-5,7.9540633145677763E-4,12.544630311183091,16757.057592464382,5.9676347979474523E-5,7.6415005042869421E-4,12.80490640431819,17874.194765295342,5.594657623075736E-5,7.309522285625274E-4,13.065182497453291,19150.922962816436,5.2216804482040205E-5,6.9581286585827708E-4,13.325458590588392,20624.070883033084,4.8487032733323049E-5,6.5873196231594315E-4,13.585734683723491,22342.743456619173,4.4757260984605894E-5,6.197095179355256E-4,13.846010776858586,24373.90195267546,4.1027489235888738E-5,5.7874553271702466E-4,14.106286869993687,26811.292147943012,3.7297717487171576E-5,5.358400066604401E-4,14.366562963128789,29790.324608825566,3.356794573845442E-5,4.9099293976577203E-4,14.626839056263886,33514.115184928763,2.9838173989737261E-5,4.4420433203302035E-4,14.887115149398985,38301.845925632872,2.6108402241020102E-5,3.9547418346218516E-4,15.147391242534082,44685.486913238346,2.2378630492302947E-5,3.4480249405326652E-4,15.407667335669183,53622.584295886023,1.8648858743585788E-5,2.921892638062642E-4,15.667943428804282,67028.230369857527,1.4919086994868631E-5,2.4021638743760402E-4,16.101279355782673,89370.973826476693,1.1189315246151473E-5,1.8501102287264752E-4,16.534615282761063,134056.46073971505,7.4595434974343153E-6,1.2657317011139469E-4,16.967951209739457,268112.92147943011,3.7297717487171577E-6,6.4902829153845501E-5,17.401287136717848,null,{"$f":"IF($D46=\"Full\",'Failure Persistence Storage'!AB46,0)","v":5471.6922750904105},{"$f":"IF($D46=\"Full\",'Failure Persistence Storage'!AE46,0)","v":1.8424837882250258},{"$f":"IF($D46=\"Full\",'Failure Persistence Storage'!AF46,0)","v":5585.6858641547933},{"$f":"IF($D46=\"Full\",'Failure Persistence Storage'!AI46,0)","v":3.6849675764500516},{"$f":"IF($D46=\"Full\",'Failure Persistence Storage'!AJ46,0)","v":5704.530244243193},{"$f":"IF($D46=\"Full\",'Failure Persistence Storage'!AM46,0)","v":4.7363475171301141},{"$f":"IF($D46=\"Full\",'Failure Persistence Storage'!AN46,0)","v":5828.541771291958},{"$f":"IF($D46=\"Full\",'Failure Persistence Storage'!AQ46,0)","v":4.996623610265214},{"$f":"IF($D46=\"Full\",'Failure Persistence Storage'!AR46,0)","v":5958.0649217651135},{"$f":"IF($D46=\"Full\",'Failure Persistence Storage'!AU46,0)","v":5.2568997034003129},{"$f":"IF($D46=\"Full\",'Failure Persistence Storage'!AV46,0)","v":6093.475488168865},{"$f":"IF($D46=\"Full\",'Failure Persistence Storage'!AY46,0)","v":5.5171757965354118},{"$f":"IF($D46=\"Full\",'Failure Persistence Storage'!AZ46,0)","v":6235.1842204518634},{"$f":"IF($D46=\"Full\",'Failure Persistence Storage'!BC46,0)","v":5.7774518896705116},{"$f":"IF($D46=\"Full\",'Failure Persistence Storage'!BD46,0)","v":6383.6409876054786},{"$f":"IF($D46=\"Full\",'Failure Persistence Storage'!BG46,0)","v":6.0377279828056105},{"$f":"IF($D46=\"Full\",'Failure Persistence Storage'!BH46,0)","v":6539.3395482787837},{"$f":"IF($D46=\"Full\",'Failure Persistence Storage'!BK46,0)","v":6.2980040759407103},{"$f":"IF($D46=\"Full\",'Failure Persistence Storage'!BL46,0)","v":6702.8230369857529},{"$f":"IF($D46=\"Full\",'Failure Persistence Storage'!BO46,0)","v":6.5582801690758084},{"$f":"IF($D46=\"Full\",'Failure Persistence Storage'!BP46,0)","v":6874.690294344362},{"$f":"IF($D46=\"Full\",'Failure Persistence Storage'!BS46,0)","v":6.8185562622109082},{"$f":"IF($D46=\"Full\",'Failure Persistence Storage'!BT46,0)","v":7055.6031968271081},{"$f":"IF($D46=\"Full\",'Failure Persistence Storage'!BW46,0)","v":7.0788323553460071},{"$f":"IF($D46=\"Full\",'Failure Persistence Storage'!BX46,0)","v":7246.2951751197324},{"$f":"IF($D46=\"Full\",'Failure Persistence Storage'!CA46,0)","v":7.3391084484811069},{"$f":"IF($D46=\"Full\",'Failure Persistence Storage'!CB46,0)","v":7447.5811522063914},{"$f":"IF($D46=\"Full\",'Failure Persistence Storage'!CE46,0)","v":7.5993845416162067},{"$f":"IF($D46=\"Full\",'Failure Persistence Storage'!CF46,0)","v":7660.3691851265739},{"$f":"IF($D46=\"Full\",'Failure Persistence Storage'!CI46,0)","v":7.8596606347513056},{"$f":"IF($D46=\"Full\",'Failure Persistence Storage'!CJ46,0)","v":7885.6741611597081},{"$f":"IF($D46=\"Full\",'Failure Persistence Storage'!CM46,0)","v":8.1199367278864045},{"$f":"IF($D46=\"Full\",'Failure Persistence Storage'!CN46,0)","v":8124.6339842251537},{"$f":"IF($D46=\"Full\",'Failure Persistence Storage'!CQ46,0)","v":8.3802128210215034},{"$f":"IF($D46=\"Full\",'Failure Persistence Storage'!CR46,0)","v":8378.5287962321909},{"$f":"IF($D46=\"Full\",'Failure Persistence Storage'!CU46,0)","v":8.6404889141566024},{"$f":"IF($D46=\"Full\",'Failure Persistence Storage'!CV46,0)","v":8648.8039186912938},{"$f":"IF($D46=\"Full\",'Failure Persistence Storage'!CY46,0)","v":8.9007650072917031},{"$f":"IF($D46=\"Full\",'Failure Persistence Storage'!CZ46,0)","v":8937.0973826476711},{"$f":"IF($D46=\"Full\",'Failure Persistence Storage'!DC46,0)","v":9.161041100426802},{"$f":"IF($D46=\"Full\",'Failure Persistence Storage'!DD46,0)","v":9245.273154463106},{"$f":"IF($D46=\"Full\",'Failure Persistence Storage'!DG46,0)","v":9.4213171935619009},{"$f":"IF($D46=\"Full\",'Failure Persistence Storage'!DH46,0)","v":9575.4614814082179},{"$f":"IF($D46=\"Full\",'Failure Persistence Storage'!DK46,0)","v":9.6815932866969998},{"$f":"IF($D46=\"Full\",'Failure Persistence Storage'!DL46,0)","v":9930.1082029418558},{"$f":"IF($D46=\"Full\",'Failure Persistence Storage'!DO46,0)","v":9.9418693798320987},{"$f":"IF($D46=\"Full\",'Failure Persistence Storage'!DP46,0)","v":10312.035441516542},{"$f":"IF($D46=\"Full\",'Failure Persistence Storage'!DS46,0)","v":10.202145472967199},{"$f":"IF($D46=\"Full\",'Failure Persistence Storage'!DT46,0)","v":10724.516859177204},{"$f":"IF($D46=\"Full\",'Failure Persistence Storage'!DW46,0)","v":10.462421566102297},{"$f":"IF($D46=\"Full\",'Failure Persistence Storage'!DX46,0)","v":11171.371728309587},{"$f":"IF($D46=\"Full\",'Failure Persistence Storage'!EA46,0)","v":10.722697659237397},{"$f":"IF($D46=\"Full\",'Failure Persistence Storage'!EB46,0)","v":11657.083542583916},{"$f":"IF($D46=\"Full\",'Failure Persistence Storage'!EE46,0)","v":10.982973752372496},{"$f":"IF($D46=\"Full\",'Failure Persistence Storage'!EF46,0)","v":12186.95097633773},{"$f":"IF($D46=\"Full\",'Failure Persistence Storage'!EI46,0)","v":11.243249845507595},{"$f":"IF($D46=\"Full\",'Failure Persistence Storage'!EJ46,0)","v":12767.281975210957},{"$f":"IF($D46=\"Full\",'Failure Persistence Storage'!EM46,0)","v":11.503525938642696},{"$f":"IF($D46=\"Full\",'Failure Persistence Storage'!EN46,0)","v":13405.646073971506},{"$f":"IF($D46=\"Full\",'Failure Persistence Storage'!EQ46,0)","v":11.763802031777793},{"$f":"IF($D46=\"Full\",'Failure Persistence Storage'!ER46,0)","v":14111.206393654216},{"$f":"IF($D46=\"Full\",'Failure Persistence Storage'!EU46,0)","v":12.024078124912894},{"$f":"IF($D46=\"Full\",'Failure Persistence Storage'!EV46,0)","v":14895.162304412783},{"$f":"IF($D46=\"Full\",'Failure Persistence Storage'!EY46,0)","v":12.284354218047993},{"$f":"IF($D46=\"Full\",'Failure Persistence Storage'!EZ46,0)","v":15771.348322319416},{"$f":"IF($D46=\"Full\",'Failure Persistence Storage'!FC46,0)","v":12.544630311183091},{"$f":"IF($D46=\"Full\",'Failure Persistence Storage'!FD46,0)","v":16757.057592464382},{"$f":"IF($D46=\"Full\",'Failure Persistence Storage'!FG46,0)","v":12.80490640431819},{"$f":"IF($D46=\"Full\",'Failure Persistence Storage'!FH46,0)","v":17874.194765295342},{"$f":"IF($D46=\"Full\",'Failure Persistence Storage'!FK46,0)","v":13.065182497453291},{"$f":"IF($D46=\"Full\",'Failure Persistence Storage'!FL46,0)","v":19150.922962816436},{"$f":"IF($D46=\"Full\",'Failure Persistence Storage'!FO46,0)","v":13.325458590588392},{"$f":"IF($D46=\"Full\",'Failure Persistence Storage'!FP46,0)","v":20624.070883033084},{"$f":"IF($D46=\"Full\",'Failure Persistence Storage'!FS46,0)","v":13.585734683723491},{"$f":"IF($D46=\"Full\",'Failure Persistence Storage'!FT46,0)","v":22342.743456619173},{"$f":"IF($D46=\"Full\",'Failure Persistence Storage'!FW46,0)","v":13.846010776858586},{"$f":"IF($D46=\"Full\",'Failure Persistence Storage'!FX46,0)","v":24373.90195267546},{"$f":"IF($D46=\"Full\",'Failure Persistence Storage'!GA46,0)","v":14.106286869993687},{"$f":"IF($D46=\"Full\",'Failure Persistence Storage'!GB46,0)","v":26811.292147943012},{"$f":"IF($D46=\"Full\",'Failure Persistence Storage'!GE46,0)","v":14.366562963128789},{"$f":"IF($D46=\"Full\",'Failure Persistence Storage'!GF46,0)","v":29790.324608825566},{"$f":"IF($D46=\"Full\",'Failure Persistence Storage'!GI46,0)","v":14.626839056263886},{"$f":"IF($D46=\"Full\",'Failure Persistence Storage'!GJ46,0)","v":33514.115184928763},{"$f":"IF($D46=\"Full\",'Failure Persistence Storage'!GM46,0)","v":14.887115149398985},{"$f":"IF($D46=\"Full\",'Failure Persistence Storage'!GN46,0)","v":38301.845925632872},{"$f":"IF($D46=\"Full\",'Failure Persistence Storage'!GQ46,0)","v":15.147391242534082},{"$f":"IF($D46=\"Full\",'Failure Persistence Storage'!GR46,0)","v":44685.486913238346},{"$f":"IF($D46=\"Full\",'Failure Persistence Storage'!GU46,0)","v":15.407667335669183},{"$f":"IF($D46=\"Full\",'Failure Persistence Storage'!GV46,0)","v":53622.584295886023},{"$f":"IF($D46=\"Full\",'Failure Persistence Storage'!GY46,0)","v":15.667943428804282},{"$f":"IF($D46=\"Full\",'Failure Persistence Storage'!GZ46,0)","v":67028.230369857527},{"$f":"IF($D46=\"Full\",'Failure Persistence Storage'!HC46,0)","v":16.101279355782673},{"$f":"IF($D46=\"Full\",'Failure Persistence Storage'!HD46,0)","v":89370.973826476693},{"$f":"IF($D46=\"Full\",'Failure Persistence Storage'!HG46,0)","v":16.534615282761063},{"$f":"IF($D46=\"Full\",'Failure Persistence Storage'!HH46,0)","v":134056.46073971505},{"$f":"IF($D46=\"Full\",'Failure Persistence Storage'!HK46,0)","v":16.967951209739457},{"$f":"IF($D46=\"Full\",'Failure Persistence Storage'!HL46,0)","v":268112.92147943011},{"$f":"IF($D46=\"Full\",'Failure Persistence Storage'!HO46,0)","v":17.401287136717848}]
[null,null,null,null,null,null,null,null," ",null,null,null,null,null,null,null,null,null,null,null,null,null,null,null,null,null,null," "," "," "," "," "," "," "," "," "," "," "," "," "," "," "," "," "," "," "," "," "," "," "," "," "," "," "," "," "," "," "," "," "," "," "," "," "," "," "," "," "," "," "," "," "," "," "," "," "," "," "," "," "," "," "," "," "," "," "," "," "," "," "," "," "," "," "," "," "," "," "," "," "," "," "," "," "," "," "," "," "," "," "," "," "," "," "," "," "," "," "," "," "," "," "," "," "," "," "," "," "," "," "," "," "," "," "," "," "," "," "," "," "," "," "," "," "," "," "," "," "," "," "," "," "," "," "," "," "," "," "," "," "," "," "," "," "," "," "," "," "," "," "," "," "," "," "," "," "," "," "," "," "," "," "," "," "," "," "," "," "," "," "," "," "," "," "," "," "," "," "," "," "," "," "," "," "," "," "," "," "," "," "," "," "," "," "," "," "," "," "," "," "," "," "," ",null,{"$f":"IF($D47=\"Full\",'Failure Persistence Storage'!AB47,0)","v":0},{"$f":"IF($D47=\"Full\",'Failure Persistence Storage'!AE47,0)","v":0},{"$f":"IF($D47=\"Full\",'Failure Persistence Storage'!AF47,0)","v":0},{"$f":"IF($D47=\"Full\",'Failure Persistence Storage'!AI47,0)","v":0},{"$f":"IF($D47=\"Full\",'Failure Persistence Storage'!AJ47,0)","v":0},{"$f":"IF($D47=\"Full\",'Failure Persistence Storage'!AM47,0)","v":0},{"$f":"IF($D47=\"Full\",'Failure Persistence Storage'!AN47,0)","v":0},{"$f":"IF($D47=\"Full\",'Failure Persistence Storage'!AQ47,0)","v":0},{"$f":"IF($D47=\"Full\",'Failure Persistence Storage'!AR47,0)","v":0},{"$f":"IF($D47=\"Full\",'Failure Persistence Storage'!AU47,0)","v":0},{"$f":"IF($D47=\"Full\",'Failure Persistence Storage'!AV47,0)","v":0},{"$f":"IF($D47=\"Full\",'Failure Persistence Storage'!AY47,0)","v":0},{"$f":"IF($D47=\"Full\",'Failure Persistence Storage'!AZ47,0)","v":0},{"$f":"IF($D47=\"Full\",'Failure Persistence Storage'!BC47,0)","v":0},{"$f":"IF($D47=\"Full\",'Failure Persistence Storage'!BD47,0)","v":0},{"$f":"IF($D47=\"Full\",'Failure Persistence Storage'!BG47,0)","v":0},{"$f":"IF($D47=\"Full\",'Failure Persistence Storage'!BH47,0)","v":0},{"$f":"IF($D47=\"Full\",'Failure Persistence Storage'!BK47,0)","v":0},{"$f":"IF($D47=\"Full\",'Failure Persistence Storage'!BL47,0)","v":0},{"$f":"IF($D47=\"Full\",'Failure Persistence Storage'!BO47,0)","v":0},{"$f":"IF($D47=\"Full\",'Failure Persistence Storage'!BP47,0)","v":0},{"$f":"IF($D47=\"Full\",'Failure Persistence Storage'!BS47,0)","v":0},{"$f":"IF($D47=\"Full\",'Failure Persistence Storage'!BT47,0)","v":0},{"$f":"IF($D47=\"Full\",'Failure Persistence Storage'!BW47,0)","v":0},{"$f":"IF($D47=\"Full\",'Failure Persistence Storage'!BX47,0)","v":0},{"$f":"IF($D47=\"Full\",'Failure Persistence Storage'!CA47,0)","v":0},{"$f":"IF($D47=\"Full\",'Failure Persistence Storage'!CB47,0)","v":0},{"$f":"IF($D47=\"Full\",'Failure Persistence Storage'!CE47,0)","v":0},{"$f":"IF($D47=\"Full\",'Failure Persistence Storage'!CF47,0)","v":0},{"$f":"IF($D47=\"Full\",'Failure Persistence Storage'!CI47,0)","v":0},{"$f":"IF($D47=\"Full\",'Failure Persistence Storage'!CJ47,0)","v":0},{"$f":"IF($D47=\"Full\",'Failure Persistence Storage'!CM47,0)","v":0},{"$f":"IF($D47=\"Full\",'Failure Persistence Storage'!CN47,0)","v":0},{"$f":"IF($D47=\"Full\",'Failure Persistence Storage'!CQ47,0)","v":0},{"$f":"IF($D47=\"Full\",'Failure Persistence Storage'!CR47,0)","v":0},{"$f":"IF($D47=\"Full\",'Failure Persistence Storage'!CU47,0)","v":0},{"$f":"IF($D47=\"Full\",'Failure Persistence Storage'!CV47,0)","v":0},{"$f":"IF($D47=\"Full\",'Failure Persistence Storage'!CY47,0)","v":0},{"$f":"IF($D47=\"Full\",'Failure Persistence Storage'!CZ47,0)","v":0},{"$f":"IF($D47=\"Full\",'Failure Persistence Storage'!DC47,0)","v":0},{"$f":"IF($D47=\"Full\",'Failure Persistence Storage'!DD47,0)","v":0},{"$f":"IF($D47=\"Full\",'Failure Persistence Storage'!DG47,0)","v":0},{"$f":"IF($D47=\"Full\",'Failure Persistence Storage'!DH47,0)","v":0},{"$f":"IF($D47=\"Full\",'Failure Persistence Storage'!DK47,0)","v":0},{"$f":"IF($D47=\"Full\",'Failure Persistence Storage'!DL47,0)","v":0},{"$f":"IF($D47=\"Full\",'Failure Persistence Storage'!DO47,0)","v":0},{"$f":"IF($D47=\"Full\",'Failure Persistence Storage'!DP47,0)","v":0},{"$f":"IF($D47=\"Full\",'Failure Persistence Storage'!DS47,0)","v":0},{"$f":"IF($D47=\"Full\",'Failure Persistence Storage'!DT47,0)","v":0},{"$f":"IF($D47=\"Full\",'Failure Persistence Storage'!DW47,0)","v":0},{"$f":"IF($D47=\"Full\",'Failure Persistence Storage'!DX47,0)","v":0},{"$f":"IF($D47=\"Full\",'Failure Persistence Storage'!EA47,0)","v":0},{"$f":"IF($D47=\"Full\",'Failure Persistence Storage'!EB47,0)","v":0},{"$f":"IF($D47=\"Full\",'Failure Persistence Storage'!EE47,0)","v":0},{"$f":"IF($D47=\"Full\",'Failure Persistence Storage'!EF47,0)","v":0},{"$f":"IF($D47=\"Full\",'Failure Persistence Storage'!EI47,0)","v":0},{"$f":"IF($D47=\"Full\",'Failure Persistence Storage'!EJ47,0)","v":0},{"$f":"IF($D47=\"Full\",'Failure Persistence Storage'!EM47,0)","v":0},{"$f":"IF($D47=\"Full\",'Failure Persistence Storage'!EN47,0)","v":0},{"$f":"IF($D47=\"Full\",'Failure Persistence Storage'!EQ47,0)","v":0},{"$f":"IF($D47=\"Full\",'Failure Persistence Storage'!ER47,0)","v":0},{"$f":"IF($D47=\"Full\",'Failure Persistence Storage'!EU47,0)","v":0},{"$f":"IF($D47=\"Full\",'Failure Persistence Storage'!EV47,0)","v":0},{"$f":"IF($D47=\"Full\",'Failure Persistence Storage'!EY47,0)","v":0},{"$f":"IF($D47=\"Full\",'Failure Persistence Storage'!EZ47,0)","v":0},{"$f":"IF($D47=\"Full\",'Failure Persistence Storage'!FC47,0)","v":0},{"$f":"IF($D47=\"Full\",'Failure Persistence Storage'!FD47,0)","v":0},{"$f":"IF($D47=\"Full\",'Failure Persistence Storage'!FG47,0)","v":0},{"$f":"IF($D47=\"Full\",'Failure Persistence Storage'!FH47,0)","v":0},{"$f":"IF($D47=\"Full\",'Failure Persistence Storage'!FK47,0)","v":0},{"$f":"IF($D47=\"Full\",'Failure Persistence Storage'!FL47,0)","v":0},{"$f":"IF($D47=\"Full\",'Failure Persistence Storage'!FO47,0)","v":0},{"$f":"IF($D47=\"Full\",'Failure Persistence Storage'!FP47,0)","v":0},{"$f":"IF($D47=\"Full\",'Failure Persistence Storage'!FS47,0)","v":0},{"$f":"IF($D47=\"Full\",'Failure Persistence Storage'!FT47,0)","v":0},{"$f":"IF($D47=\"Full\",'Failure Persistence Storage'!FW47,0)","v":0},{"$f":"IF($D47=\"Full\",'Failure Persistence Storage'!FX47,0)","v":0},{"$f":"IF($D47=\"Full\",'Failure Persistence Storage'!GA47,0)","v":0},{"$f":"IF($D47=\"Full\",'Failure Persistence Storage'!GB47,0)","v":0},{"$f":"IF($D47=\"Full\",'Failure Persistence Storage'!GE47,0)","v":0},{"$f":"IF($D47=\"Full\",'Failure Persistence Storage'!GF47,0)","v":0},{"$f":"IF($D47=\"Full\",'Failure Persistence Storage'!GI47,0)","v":0},{"$f":"IF($D47=\"Full\",'Failure Persistence Storage'!GJ47,0)","v":0},{"$f":"IF($D47=\"Full\",'Failure Persistence Storage'!GM47,0)","v":0},{"$f":"IF($D47=\"Full\",'Failure Persistence Storage'!GN47,0)","v":0},{"$f":"IF($D47=\"Full\",'Failure Persistence Storage'!GQ47,0)","v":0},{"$f":"IF($D47=\"Full\",'Failure Persistence Storage'!GR47,0)","v":0},{"$f":"IF($D47=\"Full\",'Failure Persistence Storage'!GU47,0)","v":0},{"$f":"IF($D47=\"Full\",'Failure Persistence Storage'!GV47,0)","v":0},{"$f":"IF($D47=\"Full\",'Failure Persistence Storage'!GY47,0)","v":0},{"$f":"IF($D47=\"Full\",'Failure Persistence Storage'!GZ47,0)","v":0},{"$f":"IF($D47=\"Full\",'Failure Persistence Storage'!HC47,0)","v":0},{"$f":"IF($D47=\"Full\",'Failure Persistence Storage'!HD47,0)","v":0},{"$f":"IF($D47=\"Full\",'Failure Persistence Storage'!HG47,0)","v":0},{"$f":"IF($D47=\"Full\",'Failure Persistence Storage'!HH47,0)","v":0},{"$f":"IF($D47=\"Full\",'Failure Persistence Storage'!HK47,0)","v":0},{"$f":"IF($D47=\"Full\",'Failure Persistence Storage'!HL47,0)","v":0},{"$f":"IF($D47=\"Full\",'Failure Persistence Storage'!HO47,0)","v":0}]
[null,null,null,null,null,null,null,null," ",null,null,null,null,null,null,null,null,null,null,null,null,null,null,null,null,null,null," "," "," "," "," "," "," "," "," "," "," "," "," "," "," "," "," "," "," "," "," "," "," "," "," "," "," "," "," "," "," "," "," "," "," "," "," "," "," "," "," "," "," "," "," "," "," "," "," "," "," "," "," "," "," "," "," "," "," "," "," "," "," "," "," "," "," "," "," "," "," "," "," "," "," "," "," "," "," "," "," "," "," "," "," "," "," "," "," "," "," "," "," "," "," "," "," "," "," "," "," "," "," "," "," "," "," "," "," "," "," "," "," "," "," "," "," "," "," "," "," "," "," "," "," "," "," "," "," "," "," "," "," "," "," "," "," "," "," "," "," "," "," "," "," "," "," "," "," "," "," "," "," "," "," "," "," "," "," "," "," "," "," "," "," "," "," "," "," "," "," "," "," "," "," "," "," "," "," "," "," "," "," "," "," "," "," "," "," "," "," "," "," "," "," "," ",null,{"$f":"IF($D48=\"Full\",'Failure Persistence Storage'!AB48,0)","v":0},{"$f":"IF($D48=\"Full\",'Failure Persistence Storage'!AE48,0)","v":0},{"$f":"IF($D48=\"Full\",'Failure Persistence Storage'!AF48,0)","v":0},{"$f":"IF($D48=\"Full\",'Failure Persistence Storage'!AI48,0)","v":0},{"$f":"IF($D48=\"Full\",'Failure Persistence Storage'!AJ48,0)","v":0},{"$f":"IF($D48=\"Full\",'Failure Persistence Storage'!AM48,0)","v":0},{"$f":"IF($D48=\"Full\",'Failure Persistence Storage'!AN48,0)","v":0},{"$f":"IF($D48=\"Full\",'Failure Persistence Storage'!AQ48,0)","v":0},{"$f":"IF($D48=\"Full\",'Failure Persistence Storage'!AR48,0)","v":0},{"$f":"IF($D48=\"Full\",'Failure Persistence Storage'!AU48,0)","v":0},{"$f":"IF($D48=\"Full\",'Failure Persistence Storage'!AV48,0)","v":0},{"$f":"IF($D48=\"Full\",'Failure Persistence Storage'!AY48,0)","v":0},{"$f":"IF($D48=\"Full\",'Failure Persistence Storage'!AZ48,0)","v":0},{"$f":"IF($D48=\"Full\",'Failure Persistence Storage'!BC48,0)","v":0},{"$f":"IF($D48=\"Full\",'Failure Persistence Storage'!BD48,0)","v":0},{"$f":"IF($D48=\"Full\",'Failure Persistence Storage'!BG48,0)","v":0},{"$f":"IF($D48=\"Full\",'Failure Persistence Storage'!BH48,0)","v":0},{"$f":"IF($D48=\"Full\",'Failure Persistence Storage'!BK48,0)","v":0},{"$f":"IF($D48=\"Full\",'Failure Persistence Storage'!BL48,0)","v":0},{"$f":"IF($D48=\"Full\",'Failure Persistence Storage'!BO48,0)","v":0},{"$f":"IF($D48=\"Full\",'Failure Persistence Storage'!BP48,0)","v":0},{"$f":"IF($D48=\"Full\",'Failure Persistence Storage'!BS48,0)","v":0},{"$f":"IF($D48=\"Full\",'Failure Persistence Storage'!BT48,0)","v":0},{"$f":"IF($D48=\"Full\",'Failure Persistence Storage'!BW48,0)","v":0},{"$f":"IF($D48=\"Full\",'Failure Persistence Storage'!BX48,0)","v":0},{"$f":"IF($D48=\"Full\",'Failure Persistence Storage'!CA48,0)","v":0},{"$f":"IF($D48=\"Full\",'Failure Persistence Storage'!CB48,0)","v":0},{"$f":"IF($D48=\"Full\",'Failure Persistence Storage'!CE48,0)","v":0},{"$f":"IF($D48=\"Full\",'Failure Persistence Storage'!CF48,0)","v":0},{"$f":"IF($D48=\"Full\",'Failure Persistence Storage'!CI48,0)","v":0},{"$f":"IF($D48=\"Full\",'Failure Persistence Storage'!CJ48,0)","v":0},{"$f":"IF($D48=\"Full\",'Failure Persistence Storage'!CM48,0)","v":0},{"$f":"IF($D48=\"Full\",'Failure Persistence Storage'!CN48,0)","v":0},{"$f":"IF($D48=\"Full\",'Failure Persistence Storage'!CQ48,0)","v":0},{"$f":"IF($D48=\"Full\",'Failure Persistence Storage'!CR48,0)","v":0},{"$f":"IF($D48=\"Full\",'Failure Persistence Storage'!CU48,0)","v":0},{"$f":"IF($D48=\"Full\",'Failure Persistence Storage'!CV48,0)","v":0},{"$f":"IF($D48=\"Full\",'Failure Persistence Storage'!CY48,0)","v":0},{"$f":"IF($D48=\"Full\",'Failure Persistence Storage'!CZ48,0)","v":0},{"$f":"IF($D48=\"Full\",'Failure Persistence Storage'!DC48,0)","v":0},{"$f":"IF($D48=\"Full\",'Failure Persistence Storage'!DD48,0)","v":0},{"$f":"IF($D48=\"Full\",'Failure Persistence Storage'!DG48,0)","v":0},{"$f":"IF($D48=\"Full\",'Failure Persistence Storage'!DH48,0)","v":0},{"$f":"IF($D48=\"Full\",'Failure Persistence Storage'!DK48,0)","v":0},{"$f":"IF($D48=\"Full\",'Failure Persistence Storage'!DL48,0)","v":0},{"$f":"IF($D48=\"Full\",'Failure Persistence Storage'!DO48,0)","v":0},{"$f":"IF($D48=\"Full\",'Failure Persistence Storage'!DP48,0)","v":0},{"$f":"IF($D48=\"Full\",'Failure Persistence Storage'!DS48,0)","v":0},{"$f":"IF($D48=\"Full\",'Failure Persistence Storage'!DT48,0)","v":0},{"$f":"IF($D48=\"Full\",'Failure Persistence Storage'!DW48,0)","v":0},{"$f":"IF($D48=\"Full\",'Failure Persistence Storage'!DX48,0)","v":0},{"$f":"IF($D48=\"Full\",'Failure Persistence Storage'!EA48,0)","v":0},{"$f":"IF($D48=\"Full\",'Failure Persistence Storage'!EB48,0)","v":0},{"$f":"IF($D48=\"Full\",'Failure Persistence Storage'!EE48,0)","v":0},{"$f":"IF($D48=\"Full\",'Failure Persistence Storage'!EF48,0)","v":0},{"$f":"IF($D48=\"Full\",'Failure Persistence Storage'!EI48,0)","v":0},{"$f":"IF($D48=\"Full\",'Failure Persistence Storage'!EJ48,0)","v":0},{"$f":"IF($D48=\"Full\",'Failure Persistence Storage'!EM48,0)","v":0},{"$f":"IF($D48=\"Full\",'Failure Persistence Storage'!EN48,0)","v":0},{"$f":"IF($D48=\"Full\",'Failure Persistence Storage'!EQ48,0)","v":0},{"$f":"IF($D48=\"Full\",'Failure Persistence Storage'!ER48,0)","v":0},{"$f":"IF($D48=\"Full\",'Failure Persistence Storage'!EU48,0)","v":0},{"$f":"IF($D48=\"Full\",'Failure Persistence Storage'!EV48,0)","v":0},{"$f":"IF($D48=\"Full\",'Failure Persistence Storage'!EY48,0)","v":0},{"$f":"IF($D48=\"Full\",'Failure Persistence Storage'!EZ48,0)","v":0},{"$f":"IF($D48=\"Full\",'Failure Persistence Storage'!FC48,0)","v":0},{"$f":"IF($D48=\"Full\",'Failure Persistence Storage'!FD48,0)","v":0},{"$f":"IF($D48=\"Full\",'Failure Persistence Storage'!FG48,0)","v":0},{"$f":"IF($D48=\"Full\",'Failure Persistence Storage'!FH48,0)","v":0},{"$f":"IF($D48=\"Full\",'Failure Persistence Storage'!FK48,0)","v":0},{"$f":"IF($D48=\"Full\",'Failure Persistence Storage'!FL48,0)","v":0},{"$f":"IF($D48=\"Full\",'Failure Persistence Storage'!FO48,0)","v":0},{"$f":"IF($D48=\"Full\",'Failure Persistence Storage'!FP48,0)","v":0},{"$f":"IF($D48=\"Full\",'Failure Persistence Storage'!FS48,0)","v":0},{"$f":"IF($D48=\"Full\",'Failure Persistence Storage'!FT48,0)","v":0},{"$f":"IF($D48=\"Full\",'Failure Persistence Storage'!FW48,0)","v":0},{"$f":"IF($D48=\"Full\",'Failure Persistence Storage'!FX48,0)","v":0},{"$f":"IF($D48=\"Full\",'Failure Persistence Storage'!GA48,0)","v":0},{"$f":"IF($D48=\"Full\",'Failure Persistence Storage'!GB48,0)","v":0},{"$f":"IF($D48=\"Full\",'Failure Persistence Storage'!GE48,0)","v":0},{"$f":"IF($D48=\"Full\",'Failure Persistence Storage'!GF48,0)","v":0},{"$f":"IF($D48=\"Full\",'Failure Persistence Storage'!GI48,0)","v":0},{"$f":"IF($D48=\"Full\",'Failure Persistence Storage'!GJ48,0)","v":0},{"$f":"IF($D48=\"Full\",'Failure Persistence Storage'!GM48,0)","v":0},{"$f":"IF($D48=\"Full\",'Failure Persistence Storage'!GN48,0)","v":0},{"$f":"IF($D48=\"Full\",'Failure Persistence Storage'!GQ48,0)","v":0},{"$f":"IF($D48=\"Full\",'Failure Persistence Storage'!GR48,0)","v":0},{"$f":"IF($D48=\"Full\",'Failure Persistence Storage'!GU48,0)","v":0},{"$f":"IF($D48=\"Full\",'Failure Persistence Storage'!GV48,0)","v":0},{"$f":"IF($D48=\"Full\",'Failure Persistence Storage'!GY48,0)","v":0},{"$f":"IF($D48=\"Full\",'Failure Persistence Storage'!GZ48,0)","v":0},{"$f":"IF($D48=\"Full\",'Failure Persistence Storage'!HC48,0)","v":0},{"$f":"IF($D48=\"Full\",'Failure Persistence Storage'!HD48,0)","v":0},{"$f":"IF($D48=\"Full\",'Failure Persistence Storage'!HG48,0)","v":0},{"$f":"IF($D48=\"Full\",'Failure Persistence Storage'!HH48,0)","v":0},{"$f":"IF($D48=\"Full\",'Failure Persistence Storage'!HK48,0)","v":0},{"$f":"IF($D48=\"Full\",'Failure Persistence Storage'!HL48,0)","v":0},{"$f":"IF($D48=\"Full\",'Failure Persistence Storage'!HO48,0)","v":0}]
[null,null,null,null,null,null,null,null," ",null,null,null,null,null,null,null,null,null,null,null,null,null,null,null,null,null,null," "," "," "," "," "," "," "," "," "," "," "," "," "," "," "," "," "," "," "," "," "," "," "," "," "," "," "," "," "," "," "," "," "," "," "," "," "," "," "," "," "," "," "," "," "," "," "," "," "," "," "," "," "," "," "," "," "," "," "," "," "," "," "," "," "," "," "," "," "," "," "," "," "," "," "," "," "," "," "," "," "," "," "," "," "," "," "," "," "," "," "," "," "," "," "," "," "," "," "," "," "," "," "," "," "," "," "," "," "," "," "," "," "," "," "," "," "," "," "," "," "," "," "," "," "," "," "," "," "," "," "," "," "," "," "," "," "," "," "," "," "," "," "," "," "," "," "," "," "," "," "," "," "," "," "," "," "," "," "," "," "," "," "," "," "," "," "," "," "," "," "," "," "," "," "," "," "," "," "," "," "," "," "," "," "," "," "," "," "," "," "," "," "," "," "," ",null,{"$f":"IF($D49=\"Full\",'Failure Persistence Storage'!AB49,0)","v":0},{"$f":"IF($D49=\"Full\",'Failure Persistence Storage'!AE49,0)","v":0},{"$f":"IF($D49=\"Full\",'Failure Persistence Storage'!AF49,0)","v":0},{"$f":"IF($D49=\"Full\",'Failure Persistence Storage'!AI49,0)","v":0},{"$f":"IF($D49=\"Full\",'Failure Persistence Storage'!AJ49,0)","v":0},{"$f":"IF($D49=\"Full\",'Failure Persistence Storage'!AM49,0)","v":0},{"$f":"IF($D49=\"Full\",'Failure Persistence Storage'!AN49,0)","v":0},{"$f":"IF($D49=\"Full\",'Failure Persistence Storage'!AQ49,0)","v":0},{"$f":"IF($D49=\"Full\",'Failure Persistence Storage'!AR49,0)","v":0},{"$f":"IF($D49=\"Full\",'Failure Persistence Storage'!AU49,0)","v":0},{"$f":"IF($D49=\"Full\",'Failure Persistence Storage'!AV49,0)","v":0},{"$f":"IF($D49=\"Full\",'Failure Persistence Storage'!AY49,0)","v":0},{"$f":"IF($D49=\"Full\",'Failure Persistence Storage'!AZ49,0)","v":0},{"$f":"IF($D49=\"Full\",'Failure Persistence Storage'!BC49,0)","v":0},{"$f":"IF($D49=\"Full\",'Failure Persistence Storage'!BD49,0)","v":0},{"$f":"IF($D49=\"Full\",'Failure Persistence Storage'!BG49,0)","v":0},{"$f":"IF($D49=\"Full\",'Failure Persistence Storage'!BH49,0)","v":0},{"$f":"IF($D49=\"Full\",'Failure Persistence Storage'!BK49,0)","v":0},{"$f":"IF($D49=\"Full\",'Failure Persistence Storage'!BL49,0)","v":0},{"$f":"IF($D49=\"Full\",'Failure Persistence Storage'!BO49,0)","v":0},{"$f":"IF($D49=\"Full\",'Failure Persistence Storage'!BP49,0)","v":0},{"$f":"IF($D49=\"Full\",'Failure Persistence Storage'!BS49,0)","v":0},{"$f":"IF($D49=\"Full\",'Failure Persistence Storage'!BT49,0)","v":0},{"$f":"IF($D49=\"Full\",'Failure Persistence Storage'!BW49,0)","v":0},{"$f":"IF($D49=\"Full\",'Failure Persistence Storage'!BX49,0)","v":0},{"$f":"IF($D49=\"Full\",'Failure Persistence Storage'!CA49,0)","v":0},{"$f":"IF($D49=\"Full\",'Failure Persistence Storage'!CB49,0)","v":0},{"$f":"IF($D49=\"Full\",'Failure Persistence Storage'!CE49,0)","v":0},{"$f":"IF($D49=\"Full\",'Failure Persistence Storage'!CF49,0)","v":0},{"$f":"IF($D49=\"Full\",'Failure Persistence Storage'!CI49,0)","v":0},{"$f":"IF($D49=\"Full\",'Failure Persistence Storage'!CJ49,0)","v":0},{"$f":"IF($D49=\"Full\",'Failure Persistence Storage'!CM49,0)","v":0},{"$f":"IF($D49=\"Full\",'Failure Persistence Storage'!CN49,0)","v":0},{"$f":"IF($D49=\"Full\",'Failure Persistence Storage'!CQ49,0)","v":0},{"$f":"IF($D49=\"Full\",'Failure Persistence Storage'!CR49,0)","v":0},{"$f":"IF($D49=\"Full\",'Failure Persistence Storage'!CU49,0)","v":0},{"$f":"IF($D49=\"Full\",'Failure Persistence Storage'!CV49,0)","v":0},{"$f":"IF($D49=\"Full\",'Failure Persistence Storage'!CY49,0)","v":0},{"$f":"IF($D49=\"Full\",'Failure Persistence Storage'!CZ49,0)","v":0},{"$f":"IF($D49=\"Full\",'Failure Persistence Storage'!DC49,0)","v":0},{"$f":"IF($D49=\"Full\",'Failure Persistence Storage'!DD49,0)","v":0},{"$f":"IF($D49=\"Full\",'Failure Persistence Storage'!DG49,0)","v":0},{"$f":"IF($D49=\"Full\",'Failure Persistence Storage'!DH49,0)","v":0},{"$f":"IF($D49=\"Full\",'Failure Persistence Storage'!DK49,0)","v":0},{"$f":"IF($D49=\"Full\",'Failure Persistence Storage'!DL49,0)","v":0},{"$f":"IF($D49=\"Full\",'Failure Persistence Storage'!DO49,0)","v":0},{"$f":"IF($D49=\"Full\",'Failure Persistence Storage'!DP49,0)","v":0},{"$f":"IF($D49=\"Full\",'Failure Persistence Storage'!DS49,0)","v":0},{"$f":"IF($D49=\"Full\",'Failure Persistence Storage'!DT49,0)","v":0},{"$f":"IF($D49=\"Full\",'Failure Persistence Storage'!DW49,0)","v":0},{"$f":"IF($D49=\"Full\",'Failure Persistence Storage'!DX49,0)","v":0},{"$f":"IF($D49=\"Full\",'Failure Persistence Storage'!EA49,0)","v":0},{"$f":"IF($D49=\"Full\",'Failure Persistence Storage'!EB49,0)","v":0},{"$f":"IF($D49=\"Full\",'Failure Persistence Storage'!EE49,0)","v":0},{"$f":"IF($D49=\"Full\",'Failure Persistence Storage'!EF49,0)","v":0},{"$f":"IF($D49=\"Full\",'Failure Persistence Storage'!EI49,0)","v":0},{"$f":"IF($D49=\"Full\",'Failure Persistence Storage'!EJ49,0)","v":0},{"$f":"IF($D49=\"Full\",'Failure Persistence Storage'!EM49,0)","v":0},{"$f":"IF($D49=\"Full\",'Failure Persistence Storage'!EN49,0)","v":0},{"$f":"IF($D49=\"Full\",'Failure Persistence Storage'!EQ49,0)","v":0},{"$f":"IF($D49=\"Full\",'Failure Persistence Storage'!ER49,0)","v":0},{"$f":"IF($D49=\"Full\",'Failure Persistence Storage'!EU49,0)","v":0},{"$f":"IF($D49=\"Full\",'Failure Persistence Storage'!EV49,0)","v":0},{"$f":"IF($D49=\"Full\",'Failure Persistence Storage'!EY49,0)","v":0},{"$f":"IF($D49=\"Full\",'Failure Persistence Storage'!EZ49,0)","v":0},{"$f":"IF($D49=\"Full\",'Failure Persistence Storage'!FC49,0)","v":0},{"$f":"IF($D49=\"Full\",'Failure Persistence Storage'!FD49,0)","v":0},{"$f":"IF($D49=\"Full\",'Failure Persistence Storage'!FG49,0)","v":0},{"$f":"IF($D49=\"Full\",'Failure Persistence Storage'!FH49,0)","v":0},{"$f":"IF($D49=\"Full\",'Failure Persistence Storage'!FK49,0)","v":0},{"$f":"IF($D49=\"Full\",'Failure Persistence Storage'!FL49,0)","v":0},{"$f":"IF($D49=\"Full\",'Failure Persistence Storage'!FO49,0)","v":0},{"$f":"IF($D49=\"Full\",'Failure Persistence Storage'!FP49,0)","v":0},{"$f":"IF($D49=\"Full\",'Failure Persistence Storage'!FS49,0)","v":0},{"$f":"IF($D49=\"Full\",'Failure Persistence Storage'!FT49,0)","v":0},{"$f":"IF($D49=\"Full\",'Failure Persistence Storage'!FW49,0)","v":0},{"$f":"IF($D49=\"Full\",'Failure Persistence Storage'!FX49,0)","v":0},{"$f":"IF($D49=\"Full\",'Failure Persistence Storage'!GA49,0)","v":0},{"$f":"IF($D49=\"Full\",'Failure Persistence Storage'!GB49,0)","v":0},{"$f":"IF($D49=\"Full\",'Failure Persistence Storage'!GE49,0)","v":0},{"$f":"IF($D49=\"Full\",'Failure Persistence Storage'!GF49,0)","v":0},{"$f":"IF($D49=\"Full\",'Failure Persistence Storage'!GI49,0)","v":0},{"$f":"IF($D49=\"Full\",'Failure Persistence Storage'!GJ49,0)","v":0},{"$f":"IF($D49=\"Full\",'Failure Persistence Storage'!GM49,0)","v":0},{"$f":"IF($D49=\"Full\",'Failure Persistence Storage'!GN49,0)","v":0},{"$f":"IF($D49=\"Full\",'Failure Persistence Storage'!GQ49,0)","v":0},{"$f":"IF($D49=\"Full\",'Failure Persistence Storage'!GR49,0)","v":0},{"$f":"IF($D49=\"Full\",'Failure Persistence Storage'!GU49,0)","v":0},{"$f":"IF($D49=\"Full\",'Failure Persistence Storage'!GV49,0)","v":0},{"$f":"IF($D49=\"Full\",'Failure Persistence Storage'!GY49,0)","v":0},{"$f":"IF($D49=\"Full\",'Failure Persistence Storage'!GZ49,0)","v":0},{"$f":"IF($D49=\"Full\",'Failure Persistence Storage'!HC49,0)","v":0},{"$f":"IF($D49=\"Full\",'Failure Persistence Storage'!HD49,0)","v":0},{"$f":"IF($D49=\"Full\",'Failure Persistence Storage'!HG49,0)","v":0},{"$f":"IF($D49=\"Full\",'Failure Persistence Storage'!HH49,0)","v":0},{"$f":"IF($D49=\"Full\",'Failure Persistence Storage'!HK49,0)","v":0},{"$f":"IF($D49=\"Full\",'Failure Persistence Storage'!HL49,0)","v":0},{"$f":"IF($D49=\"Full\",'Failure Persistence Storage'!HO49,0)","v":0}]
[null,null,null,null,null,null,null,null," ",null,null,null,null,null,null,null,null,null,null,null,null,null,null,null,null,null,null," "," "," "," "," "," "," "," "," "," "," "," "," "," "," "," "," "," "," "," "," "," "," "," "," "," "," "," "," "," "," "," "," "," "," "," "," "," "," "," "," "," "," "," "," "," "," "," "," "," "," "," "," "," "," "," "," "," "," "," "," "," "," "," "," "," "," "," "," "," "," "," "," "," "," "," "," "," "," "," "," "," "," "," "," "," "," "," "," "," "," "," "," "," "," "," "," "," "," "," "," "," "," "," "," "," "," "," "," "," "," "," "," "," "," "," "," "," "," "," "," "," "," "," "," "," "," "," "," "," "," "," "," "," "," "," "," "," "," "," "," "," "," "," "," "," "," "," "," "," "," "," "," "," "," "," "," "," "," "," "," "," "," "," "," "," "," "," "," "," "," "," "," "," "," "," "," "," "," "," "," "," "," "," "," "," "," "," "," "," "," "," "," "," "," "," ",null,{"$f":"IF($D50=\"Full\",'Failure Persistence Storage'!AB50,0)","v":0},{"$f":"IF($D50=\"Full\",'Failure Persistence Storage'!AE50,0)","v":0},{"$f":"IF($D50=\"Full\",'Failure Persistence Storage'!AF50,0)","v":0},{"$f":"IF($D50=\"Full\",'Failure Persistence Storage'!AI50,0)","v":0},{"$f":"IF($D50=\"Full\",'Failure Persistence Storage'!AJ50,0)","v":0},{"$f":"IF($D50=\"Full\",'Failure Persistence Storage'!AM50,0)","v":0},{"$f":"IF($D50=\"Full\",'Failure Persistence Storage'!AN50,0)","v":0},{"$f":"IF($D50=\"Full\",'Failure Persistence Storage'!AQ50,0)","v":0},{"$f":"IF($D50=\"Full\",'Failure Persistence Storage'!AR50,0)","v":0},{"$f":"IF($D50=\"Full\",'Failure Persistence Storage'!AU50,0)","v":0},{"$f":"IF($D50=\"Full\",'Failure Persistence Storage'!AV50,0)","v":0},{"$f":"IF($D50=\"Full\",'Failure Persistence Storage'!AY50,0)","v":0},{"$f":"IF($D50=\"Full\",'Failure Persistence Storage'!AZ50,0)","v":0},{"$f":"IF($D50=\"Full\",'Failure Persistence Storage'!BC50,0)","v":0},{"$f":"IF($D50=\"Full\",'Failure Persistence Storage'!BD50,0)","v":0},{"$f":"IF($D50=\"Full\",'Failure Persistence Storage'!BG50,0)","v":0},{"$f":"IF($D50=\"Full\",'Failure Persistence Storage'!BH50,0)","v":0},{"$f":"IF($D50=\"Full\",'Failure Persistence Storage'!BK50,0)","v":0},{"$f":"IF($D50=\"Full\",'Failure Persistence Storage'!BL50,0)","v":0},{"$f":"IF($D50=\"Full\",'Failure Persistence Storage'!BO50,0)","v":0},{"$f":"IF($D50=\"Full\",'Failure Persistence Storage'!BP50,0)","v":0},{"$f":"IF($D50=\"Full\",'Failure Persistence Storage'!BS50,0)","v":0},{"$f":"IF($D50=\"Full\",'Failure Persistence Storage'!BT50,0)","v":0},{"$f":"IF($D50=\"Full\",'Failure Persistence Storage'!BW50,0)","v":0},{"$f":"IF($D50=\"Full\",'Failure Persistence Storage'!BX50,0)","v":0},{"$f":"IF($D50=\"Full\",'Failure Persistence Storage'!CA50,0)","v":0},{"$f":"IF($D50=\"Full\",'Failure Persistence Storage'!CB50,0)","v":0},{"$f":"IF($D50=\"Full\",'Failure Persistence Storage'!CE50,0)","v":0},{"$f":"IF($D50=\"Full\",'Failure Persistence Storage'!CF50,0)","v":0},{"$f":"IF($D50=\"Full\",'Failure Persistence Storage'!CI50,0)","v":0},{"$f":"IF($D50=\"Full\",'Failure Persistence Storage'!CJ50,0)","v":0},{"$f":"IF($D50=\"Full\",'Failure Persistence Storage'!CM50,0)","v":0},{"$f":"IF($D50=\"Full\",'Failure Persistence Storage'!CN50,0)","v":0},{"$f":"IF($D50=\"Full\",'Failure Persistence Storage'!CQ50,0)","v":0},{"$f":"IF($D50=\"Full\",'Failure Persistence Storage'!CR50,0)","v":0},{"$f":"IF($D50=\"Full\",'Failure Persistence Storage'!CU50,0)","v":0},{"$f":"IF($D50=\"Full\",'Failure Persistence Storage'!CV50,0)","v":0},{"$f":"IF($D50=\"Full\",'Failure Persistence Storage'!CY50,0)","v":0},{"$f":"IF($D50=\"Full\",'Failure Persistence Storage'!CZ50,0)","v":0},{"$f":"IF($D50=\"Full\",'Failure Persistence Storage'!DC50,0)","v":0},{"$f":"IF($D50=\"Full\",'Failure Persistence Storage'!DD50,0)","v":0},{"$f":"IF($D50=\"Full\",'Failure Persistence Storage'!DG50,0)","v":0},{"$f":"IF($D50=\"Full\",'Failure Persistence Storage'!DH50,0)","v":0},{"$f":"IF($D50=\"Full\",'Failure Persistence Storage'!DK50,0)","v":0},{"$f":"IF($D50=\"Full\",'Failure Persistence Storage'!DL50,0)","v":0},{"$f":"IF($D50=\"Full\",'Failure Persistence Storage'!DO50,0)","v":0},{"$f":"IF($D50=\"Full\",'Failure Persistence Storage'!DP50,0)","v":0},{"$f":"IF($D50=\"Full\",'Failure Persistence Storage'!DS50,0)","v":0},{"$f":"IF($D50=\"Full\",'Failure Persistence Storage'!DT50,0)","v":0},{"$f":"IF($D50=\"Full\",'Failure Persistence Storage'!DW50,0)","v":0},{"$f":"IF($D50=\"Full\",'Failure Persistence Storage'!DX50,0)","v":0},{"$f":"IF($D50=\"Full\",'Failure Persistence Storage'!EA50,0)","v":0},{"$f":"IF($D50=\"Full\",'Failure Persistence Storage'!EB50,0)","v":0},{"$f":"IF($D50=\"Full\",'Failure Persistence Storage'!EE50,0)","v":0},{"$f":"IF($D50=\"Full\",'Failure Persistence Storage'!EF50,0)","v":0},{"$f":"IF($D50=\"Full\",'Failure Persistence Storage'!EI50,0)","v":0},{"$f":"IF($D50=\"Full\",'Failure Persistence Storage'!EJ50,0)","v":0},{"$f":"IF($D50=\"Full\",'Failure Persistence Storage'!EM50,0)","v":0},{"$f":"IF($D50=\"Full\",'Failure Persistence Storage'!EN50,0)","v":0},{"$f":"IF($D50=\"Full\",'Failure Persistence Storage'!EQ50,0)","v":0},{"$f":"IF($D50=\"Full\",'Failure Persistence Storage'!ER50,0)","v":0},{"$f":"IF($D50=\"Full\",'Failure Persistence Storage'!EU50,0)","v":0},{"$f":"IF($D50=\"Full\",'Failure Persistence Storage'!EV50,0)","v":0},{"$f":"IF($D50=\"Full\",'Failure Persistence Storage'!EY50,0)","v":0},{"$f":"IF($D50=\"Full\",'Failure Persistence Storage'!EZ50,0)","v":0},{"$f":"IF($D50=\"Full\",'Failure Persistence Storage'!FC50,0)","v":0},{"$f":"IF($D50=\"Full\",'Failure Persistence Storage'!FD50,0)","v":0},{"$f":"IF($D50=\"Full\",'Failure Persistence Storage'!FG50,0)","v":0},{"$f":"IF($D50=\"Full\",'Failure Persistence Storage'!FH50,0)","v":0},{"$f":"IF($D50=\"Full\",'Failure Persistence Storage'!FK50,0)","v":0},{"$f":"IF($D50=\"Full\",'Failure Persistence Storage'!FL50,0)","v":0},{"$f":"IF($D50=\"Full\",'Failure Persistence Storage'!FO50,0)","v":0},{"$f":"IF($D50=\"Full\",'Failure Persistence Storage'!FP50,0)","v":0},{"$f":"IF($D50=\"Full\",'Failure Persistence Storage'!FS50,0)","v":0},{"$f":"IF($D50=\"Full\",'Failure Persistence Storage'!FT50,0)","v":0},{"$f":"IF($D50=\"Full\",'Failure Persistence Storage'!FW50,0)","v":0},{"$f":"IF($D50=\"Full\",'Failure Persistence Storage'!FX50,0)","v":0},{"$f":"IF($D50=\"Full\",'Failure Persistence Storage'!GA50,0)","v":0},{"$f":"IF($D50=\"Full\",'Failure Persistence Storage'!GB50,0)","v":0},{"$f":"IF($D50=\"Full\",'Failure Persistence Storage'!GE50,0)","v":0},{"$f":"IF($D50=\"Full\",'Failure Persistence Storage'!GF50,0)","v":0},{"$f":"IF($D50=\"Full\",'Failure Persistence Storage'!GI50,0)","v":0},{"$f":"IF($D50=\"Full\",'Failure Persistence Storage'!GJ50,0)","v":0},{"$f":"IF($D50=\"Full\",'Failure Persistence Storage'!GM50,0)","v":0},{"$f":"IF($D50=\"Full\",'Failure Persistence Storage'!GN50,0)","v":0},{"$f":"IF($D50=\"Full\",'Failure Persistence Storage'!GQ50,0)","v":0},{"$f":"IF($D50=\"Full\",'Failure Persistence Storage'!GR50,0)","v":0},{"$f":"IF($D50=\"Full\",'Failure Persistence Storage'!GU50,0)","v":0},{"$f":"IF($D50=\"Full\",'Failure Persistence Storage'!GV50,0)","v":0},{"$f":"IF($D50=\"Full\",'Failure Persistence Storage'!GY50,0)","v":0},{"$f":"IF($D50=\"Full\",'Failure Persistence Storage'!GZ50,0)","v":0},{"$f":"IF($D50=\"Full\",'Failure Persistence Storage'!HC50,0)","v":0},{"$f":"IF($D50=\"Full\",'Failure Persistence Storage'!HD50,0)","v":0},{"$f":"IF($D50=\"Full\",'Failure Persistence Storage'!HG50,0)","v":0},{"$f":"IF($D50=\"Full\",'Failure Persistence Storage'!HH50,0)","v":0},{"$f":"IF($D50=\"Full\",'Failure Persistence Storage'!HK50,0)","v":0},{"$f":"IF($D50=\"Full\",'Failure Persistence Storage'!HL50,0)","v":0},{"$f":"IF($D50=\"Full\",'Failure Persistence Storage'!HO50,0)","v":0}]
[null,null,null,null,null,null,null,null," ",null,null,null,null,null,null,null,null,null,null,null,null,null,null,null,null,null,null," "," "," "," "," "," "," "," "," "," "," "," "," "," "," "," "," "," "," "," "," "," "," "," "," "," "," "," "," "," "," "," "," "," "," "," "," "," "," "," "," "," "," "," "," "," "," "," "," "," "," "," "," "," "," "," "," "," "," "," "," "," "," "," "," "," "," "," "," "," "," "," "," "," "," "," "," "," "," "," "," "," "," "," "," "," "," "," "," "," "," "," "," "," "," "," "," "," "," "," "," "," "," "," "," "," "," "," "," "," "," "," "," "," "," "," "," "," "," "," "," "," "," "," "," "," "," "," "," "," "," "," "," "," "," "," "," "," "," "," "," "," "," "," "," "," "," "," "," "," "," "," "," "," "," "," "," "," "," "," "," "," "," "," "," "," "," "," "," "," "," "," "," "," "," "," "," "," "," "," "," "," "," "," "," "," "," "," "," "," "," "," "," "," "," "," ",null,{"$f":"IF($D51=\"Full\",'Failure Persistence Storage'!AB51,0)","v":0},{"$f":"IF($D51=\"Full\",'Failure Persistence Storage'!AE51,0)","v":0},{"$f":"IF($D51=\"Full\",'Failure Persistence Storage'!AF51,0)","v":0},{"$f":"IF($D51=\"Full\",'Failure Persistence Storage'!AI51,0)","v":0},{"$f":"IF($D51=\"Full\",'Failure Persistence Storage'!AJ51,0)","v":0},{"$f":"IF($D51=\"Full\",'Failure Persistence Storage'!AM51,0)","v":0},{"$f":"IF($D51=\"Full\",'Failure Persistence Storage'!AN51,0)","v":0},{"$f":"IF($D51=\"Full\",'Failure Persistence Storage'!AQ51,0)","v":0},{"$f":"IF($D51=\"Full\",'Failure Persistence Storage'!AR51,0)","v":0},{"$f":"IF($D51=\"Full\",'Failure Persistence Storage'!AU51,0)","v":0},{"$f":"IF($D51=\"Full\",'Failure Persistence Storage'!AV51,0)","v":0},{"$f":"IF($D51=\"Full\",'Failure Persistence Storage'!AY51,0)","v":0},{"$f":"IF($D51=\"Full\",'Failure Persistence Storage'!AZ51,0)","v":0},{"$f":"IF($D51=\"Full\",'Failure Persistence Storage'!BC51,0)","v":0},{"$f":"IF($D51=\"Full\",'Failure Persistence Storage'!BD51,0)","v":0},{"$f":"IF($D51=\"Full\",'Failure Persistence Storage'!BG51,0)","v":0},{"$f":"IF($D51=\"Full\",'Failure Persistence Storage'!BH51,0)","v":0},{"$f":"IF($D51=\"Full\",'Failure Persistence Storage'!BK51,0)","v":0},{"$f":"IF($D51=\"Full\",'Failure Persistence Storage'!BL51,0)","v":0},{"$f":"IF($D51=\"Full\",'Failure Persistence Storage'!BO51,0)","v":0},{"$f":"IF($D51=\"Full\",'Failure Persistence Storage'!BP51,0)","v":0},{"$f":"IF($D51=\"Full\",'Failure Persistence Storage'!BS51,0)","v":0},{"$f":"IF($D51=\"Full\",'Failure Persistence Storage'!BT51,0)","v":0},{"$f":"IF($D51=\"Full\",'Failure Persistence Storage'!BW51,0)","v":0},{"$f":"IF($D51=\"Full\",'Failure Persistence Storage'!BX51,0)","v":0},{"$f":"IF($D51=\"Full\",'Failure Persistence Storage'!CA51,0)","v":0},{"$f":"IF($D51=\"Full\",'Failure Persistence Storage'!CB51,0)","v":0},{"$f":"IF($D51=\"Full\",'Failure Persistence Storage'!CE51,0)","v":0},{"$f":"IF($D51=\"Full\",'Failure Persistence Storage'!CF51,0)","v":0},{"$f":"IF($D51=\"Full\",'Failure Persistence Storage'!CI51,0)","v":0},{"$f":"IF($D51=\"Full\",'Failure Persistence Storage'!CJ51,0)","v":0},{"$f":"IF($D51=\"Full\",'Failure Persistence Storage'!CM51,0)","v":0},{"$f":"IF($D51=\"Full\",'Failure Persistence Storage'!CN51,0)","v":0},{"$f":"IF($D51=\"Full\",'Failure Persistence Storage'!CQ51,0)","v":0},{"$f":"IF($D51=\"Full\",'Failure Persistence Storage'!CR51,0)","v":0},{"$f":"IF($D51=\"Full\",'Failure Persistence Storage'!CU51,0)","v":0},{"$f":"IF($D51=\"Full\",'Failure Persistence Storage'!CV51,0)","v":0},{"$f":"IF($D51=\"Full\",'Failure Persistence Storage'!CY51,0)","v":0},{"$f":"IF($D51=\"Full\",'Failure Persistence Storage'!CZ51,0)","v":0},{"$f":"IF($D51=\"Full\",'Failure Persistence Storage'!DC51,0)","v":0},{"$f":"IF($D51=\"Full\",'Failure Persistence Storage'!DD51,0)","v":0},{"$f":"IF($D51=\"Full\",'Failure Persistence Storage'!DG51,0)","v":0},{"$f":"IF($D51=\"Full\",'Failure Persistence Storage'!DH51,0)","v":0},{"$f":"IF($D51=\"Full\",'Failure Persistence Storage'!DK51,0)","v":0},{"$f":"IF($D51=\"Full\",'Failure Persistence Storage'!DL51,0)","v":0},{"$f":"IF($D51=\"Full\",'Failure Persistence Storage'!DO51,0)","v":0},{"$f":"IF($D51=\"Full\",'Failure Persistence Storage'!DP51,0)","v":0},{"$f":"IF($D51=\"Full\",'Failure Persistence Storage'!DS51,0)","v":0},{"$f":"IF($D51=\"Full\",'Failure Persistence Storage'!DT51,0)","v":0},{"$f":"IF($D51=\"Full\",'Failure Persistence Storage'!DW51,0)","v":0},{"$f":"IF($D51=\"Full\",'Failure Persistence Storage'!DX51,0)","v":0},{"$f":"IF($D51=\"Full\",'Failure Persistence Storage'!EA51,0)","v":0},{"$f":"IF($D51=\"Full\",'Failure Persistence Storage'!EB51,0)","v":0},{"$f":"IF($D51=\"Full\",'Failure Persistence Storage'!EE51,0)","v":0},{"$f":"IF($D51=\"Full\",'Failure Persistence Storage'!EF51,0)","v":0},{"$f":"IF($D51=\"Full\",'Failure Persistence Storage'!EI51,0)","v":0},{"$f":"IF($D51=\"Full\",'Failure Persistence Storage'!EJ51,0)","v":0},{"$f":"IF($D51=\"Full\",'Failure Persistence Storage'!EM51,0)","v":0},{"$f":"IF($D51=\"Full\",'Failure Persistence Storage'!EN51,0)","v":0},{"$f":"IF($D51=\"Full\",'Failure Persistence Storage'!EQ51,0)","v":0},{"$f":"IF($D51=\"Full\",'Failure Persistence Storage'!ER51,0)","v":0},{"$f":"IF($D51=\"Full\",'Failure Persistence Storage'!EU51,0)","v":0},{"$f":"IF($D51=\"Full\",'Failure Persistence Storage'!EV51,0)","v":0},{"$f":"IF($D51=\"Full\",'Failure Persistence Storage'!EY51,0)","v":0},{"$f":"IF($D51=\"Full\",'Failure Persistence Storage'!EZ51,0)","v":0},{"$f":"IF($D51=\"Full\",'Failure Persistence Storage'!FC51,0)","v":0},{"$f":"IF($D51=\"Full\",'Failure Persistence Storage'!FD51,0)","v":0},{"$f":"IF($D51=\"Full\",'Failure Persistence Storage'!FG51,0)","v":0},{"$f":"IF($D51=\"Full\",'Failure Persistence Storage'!FH51,0)","v":0},{"$f":"IF($D51=\"Full\",'Failure Persistence Storage'!FK51,0)","v":0},{"$f":"IF($D51=\"Full\",'Failure Persistence Storage'!FL51,0)","v":0},{"$f":"IF($D51=\"Full\",'Failure Persistence Storage'!FO51,0)","v":0},{"$f":"IF($D51=\"Full\",'Failure Persistence Storage'!FP51,0)","v":0},{"$f":"IF($D51=\"Full\",'Failure Persistence Storage'!FS51,0)","v":0},{"$f":"IF($D51=\"Full\",'Failure Persistence Storage'!FT51,0)","v":0},{"$f":"IF($D51=\"Full\",'Failure Persistence Storage'!FW51,0)","v":0},{"$f":"IF($D51=\"Full\",'Failure Persistence Storage'!FX51,0)","v":0},{"$f":"IF($D51=\"Full\",'Failure Persistence Storage'!GA51,0)","v":0},{"$f":"IF($D51=\"Full\",'Failure Persistence Storage'!GB51,0)","v":0},{"$f":"IF($D51=\"Full\",'Failure Persistence Storage'!GE51,0)","v":0},{"$f":"IF($D51=\"Full\",'Failure Persistence Storage'!GF51,0)","v":0},{"$f":"IF($D51=\"Full\",'Failure Persistence Storage'!GI51,0)","v":0},{"$f":"IF($D51=\"Full\",'Failure Persistence Storage'!GJ51,0)","v":0},{"$f":"IF($D51=\"Full\",'Failure Persistence Storage'!GM51,0)","v":0},{"$f":"IF($D51=\"Full\",'Failure Persistence Storage'!GN51,0)","v":0},{"$f":"IF($D51=\"Full\",'Failure Persistence Storage'!GQ51,0)","v":0},{"$f":"IF($D51=\"Full\",'Failure Persistence Storage'!GR51,0)","v":0},{"$f":"IF($D51=\"Full\",'Failure Persistence Storage'!GU51,0)","v":0},{"$f":"IF($D51=\"Full\",'Failure Persistence Storage'!GV51,0)","v":0},{"$f":"IF($D51=\"Full\",'Failure Persistence Storage'!GY51,0)","v":0},{"$f":"IF($D51=\"Full\",'Failure Persistence Storage'!GZ51,0)","v":0},{"$f":"IF($D51=\"Full\",'Failure Persistence Storage'!HC51,0)","v":0},{"$f":"IF($D51=\"Full\",'Failure Persistence Storage'!HD51,0)","v":0},{"$f":"IF($D51=\"Full\",'Failure Persistence Storage'!HG51,0)","v":0},{"$f":"IF($D51=\"Full\",'Failure Persistence Storage'!HH51,0)","v":0},{"$f":"IF($D51=\"Full\",'Failure Persistence Storage'!HK51,0)","v":0},{"$f":"IF($D51=\"Full\",'Failure Persistence Storage'!HL51,0)","v":0},{"$f":"IF($D51=\"Full\",'Failure Persistence Storage'!HO51,0)","v":0}]
[null,null,null,null,null,null,null,null," ",null,null,null,null,null,null,null,null,null,null,null,null,null,null,null,null,null,null," "," "," "," "," "," "," "," "," "," "," "," "," "," "," "," "," "," "," "," "," "," "," "," "," "," "," "," "," "," "," "," "," "," "," "," "," "," "," "," "," "," "," "," "," "," "," "," "," "," "," "," "," "," "," "," "," "," "," "," "," "," "," "," "," "," "," "," "," "," "," "," "," "," "," "," "," "," "," "," "," "," "," "," "," "," "," "," "," "," "," "," "," "," "," "," "," "," "," "," "," "," "," "," "," "," "," "," "," "," "," "," "," "," "," "," "," "," "," "," "," "," "," "," "," "," "," "," "," "," "," "," "," "," "," "," "," "," "," "," "," "," "," "," "," "," "," "," "," "," "," "," "," "," "," "," "," "," "," "," "," "," "," "," "," "," "," "," "," "," "," "," "," "," "," "," "," "," "," "," "," "," "," "," "," "," "," "," "," "," "," "," "," "," "," "," ",null,{"$f":"IF($D52=\"Full\",'Failure Persistence Storage'!AB52,0)","v":0},{"$f":"IF($D52=\"Full\",'Failure Persistence Storage'!AE52,0)","v":0},{"$f":"IF($D52=\"Full\",'Failure Persistence Storage'!AF52,0)","v":0},{"$f":"IF($D52=\"Full\",'Failure Persistence Storage'!AI52,0)","v":0},{"$f":"IF($D52=\"Full\",'Failure Persistence Storage'!AJ52,0)","v":0},{"$f":"IF($D52=\"Full\",'Failure Persistence Storage'!AM52,0)","v":0},{"$f":"IF($D52=\"Full\",'Failure Persistence Storage'!AN52,0)","v":0},{"$f":"IF($D52=\"Full\",'Failure Persistence Storage'!AQ52,0)","v":0},{"$f":"IF($D52=\"Full\",'Failure Persistence Storage'!AR52,0)","v":0},{"$f":"IF($D52=\"Full\",'Failure Persistence Storage'!AU52,0)","v":0},{"$f":"IF($D52=\"Full\",'Failure Persistence Storage'!AV52,0)","v":0},{"$f":"IF($D52=\"Full\",'Failure Persistence Storage'!AY52,0)","v":0},{"$f":"IF($D52=\"Full\",'Failure Persistence Storage'!AZ52,0)","v":0},{"$f":"IF($D52=\"Full\",'Failure Persistence Storage'!BC52,0)","v":0},{"$f":"IF($D52=\"Full\",'Failure Persistence Storage'!BD52,0)","v":0},{"$f":"IF($D52=\"Full\",'Failure Persistence Storage'!BG52,0)","v":0},{"$f":"IF($D52=\"Full\",'Failure Persistence Storage'!BH52,0)","v":0},{"$f":"IF($D52=\"Full\",'Failure Persistence Storage'!BK52,0)","v":0},{"$f":"IF($D52=\"Full\",'Failure Persistence Storage'!BL52,0)","v":0},{"$f":"IF($D52=\"Full\",'Failure Persistence Storage'!BO52,0)","v":0},{"$f":"IF($D52=\"Full\",'Failure Persistence Storage'!BP52,0)","v":0},{"$f":"IF($D52=\"Full\",'Failure Persistence Storage'!BS52,0)","v":0},{"$f":"IF($D52=\"Full\",'Failure Persistence Storage'!BT52,0)","v":0},{"$f":"IF($D52=\"Full\",'Failure Persistence Storage'!BW52,0)","v":0},{"$f":"IF($D52=\"Full\",'Failure Persistence Storage'!BX52,0)","v":0},{"$f":"IF($D52=\"Full\",'Failure Persistence Storage'!CA52,0)","v":0},{"$f":"IF($D52=\"Full\",'Failure Persistence Storage'!CB52,0)","v":0},{"$f":"IF($D52=\"Full\",'Failure Persistence Storage'!CE52,0)","v":0},{"$f":"IF($D52=\"Full\",'Failure Persistence Storage'!CF52,0)","v":0},{"$f":"IF($D52=\"Full\",'Failure Persistence Storage'!CI52,0)","v":0},{"$f":"IF($D52=\"Full\",'Failure Persistence Storage'!CJ52,0)","v":0},{"$f":"IF($D52=\"Full\",'Failure Persistence Storage'!CM52,0)","v":0},{"$f":"IF($D52=\"Full\",'Failure Persistence Storage'!CN52,0)","v":0},{"$f":"IF($D52=\"Full\",'Failure Persistence Storage'!CQ52,0)","v":0},{"$f":"IF($D52=\"Full\",'Failure Persistence Storage'!CR52,0)","v":0},{"$f":"IF($D52=\"Full\",'Failure Persistence Storage'!CU52,0)","v":0},{"$f":"IF($D52=\"Full\",'Failure Persistence Storage'!CV52,0)","v":0},{"$f":"IF($D52=\"Full\",'Failure Persistence Storage'!CY52,0)","v":0},{"$f":"IF($D52=\"Full\",'Failure Persistence Storage'!CZ52,0)","v":0},{"$f":"IF($D52=\"Full\",'Failure Persistence Storage'!DC52,0)","v":0},{"$f":"IF($D52=\"Full\",'Failure Persistence Storage'!DD52,0)","v":0},{"$f":"IF($D52=\"Full\",'Failure Persistence Storage'!DG52,0)","v":0},{"$f":"IF($D52=\"Full\",'Failure Persistence Storage'!DH52,0)","v":0},{"$f":"IF($D52=\"Full\",'Failure Persistence Storage'!DK52,0)","v":0},{"$f":"IF($D52=\"Full\",'Failure Persistence Storage'!DL52,0)","v":0},{"$f":"IF($D52=\"Full\",'Failure Persistence Storage'!DO52,0)","v":0},{"$f":"IF($D52=\"Full\",'Failure Persistence Storage'!DP52,0)","v":0},{"$f":"IF($D52=\"Full\",'Failure Persistence Storage'!DS52,0)","v":0},{"$f":"IF($D52=\"Full\",'Failure Persistence Storage'!DT52,0)","v":0},{"$f":"IF($D52=\"Full\",'Failure Persistence Storage'!DW52,0)","v":0},{"$f":"IF($D52=\"Full\",'Failure Persistence Storage'!DX52,0)","v":0},{"$f":"IF($D52=\"Full\",'Failure Persistence Storage'!EA52,0)","v":0},{"$f":"IF($D52=\"Full\",'Failure Persistence Storage'!EB52,0)","v":0},{"$f":"IF($D52=\"Full\",'Failure Persistence Storage'!EE52,0)","v":0},{"$f":"IF($D52=\"Full\",'Failure Persistence Storage'!EF52,0)","v":0},{"$f":"IF($D52=\"Full\",'Failure Persistence Storage'!EI52,0)","v":0},{"$f":"IF($D52=\"Full\",'Failure Persistence Storage'!EJ52,0)","v":0},{"$f":"IF($D52=\"Full\",'Failure Persistence Storage'!EM52,0)","v":0},{"$f":"IF($D52=\"Full\",'Failure Persistence Storage'!EN52,0)","v":0},{"$f":"IF($D52=\"Full\",'Failure Persistence Storage'!EQ52,0)","v":0},{"$f":"IF($D52=\"Full\",'Failure Persistence Storage'!ER52,0)","v":0},{"$f":"IF($D52=\"Full\",'Failure Persistence Storage'!EU52,0)","v":0},{"$f":"IF($D52=\"Full\",'Failure Persistence Storage'!EV52,0)","v":0},{"$f":"IF($D52=\"Full\",'Failure Persistence Storage'!EY52,0)","v":0},{"$f":"IF($D52=\"Full\",'Failure Persistence Storage'!EZ52,0)","v":0},{"$f":"IF($D52=\"Full\",'Failure Persistence Storage'!FC52,0)","v":0},{"$f":"IF($D52=\"Full\",'Failure Persistence Storage'!FD52,0)","v":0},{"$f":"IF($D52=\"Full\",'Failure Persistence Storage'!FG52,0)","v":0},{"$f":"IF($D52=\"Full\",'Failure Persistence Storage'!FH52,0)","v":0},{"$f":"IF($D52=\"Full\",'Failure Persistence Storage'!FK52,0)","v":0},{"$f":"IF($D52=\"Full\",'Failure Persistence Storage'!FL52,0)","v":0},{"$f":"IF($D52=\"Full\",'Failure Persistence Storage'!FO52,0)","v":0},{"$f":"IF($D52=\"Full\",'Failure Persistence Storage'!FP52,0)","v":0},{"$f":"IF($D52=\"Full\",'Failure Persistence Storage'!FS52,0)","v":0},{"$f":"IF($D52=\"Full\",'Failure Persistence Storage'!FT52,0)","v":0},{"$f":"IF($D52=\"Full\",'Failure Persistence Storage'!FW52,0)","v":0},{"$f":"IF($D52=\"Full\",'Failure Persistence Storage'!FX52,0)","v":0},{"$f":"IF($D52=\"Full\",'Failure Persistence Storage'!GA52,0)","v":0},{"$f":"IF($D52=\"Full\",'Failure Persistence Storage'!GB52,0)","v":0},{"$f":"IF($D52=\"Full\",'Failure Persistence Storage'!GE52,0)","v":0},{"$f":"IF($D52=\"Full\",'Failure Persistence Storage'!GF52,0)","v":0},{"$f":"IF($D52=\"Full\",'Failure Persistence Storage'!GI52,0)","v":0},{"$f":"IF($D52=\"Full\",'Failure Persistence Storage'!GJ52,0)","v":0},{"$f":"IF($D52=\"Full\",'Failure Persistence Storage'!GM52,0)","v":0},{"$f":"IF($D52=\"Full\",'Failure Persistence Storage'!GN52,0)","v":0},{"$f":"IF($D52=\"Full\",'Failure Persistence Storage'!GQ52,0)","v":0},{"$f":"IF($D52=\"Full\",'Failure Persistence Storage'!GR52,0)","v":0},{"$f":"IF($D52=\"Full\",'Failure Persistence Storage'!GU52,0)","v":0},{"$f":"IF($D52=\"Full\",'Failure Persistence Storage'!GV52,0)","v":0},{"$f":"IF($D52=\"Full\",'Failure Persistence Storage'!GY52,0)","v":0},{"$f":"IF($D52=\"Full\",'Failure Persistence Storage'!GZ52,0)","v":0},{"$f":"IF($D52=\"Full\",'Failure Persistence Storage'!HC52,0)","v":0},{"$f":"IF($D52=\"Full\",'Failure Persistence Storage'!HD52,0)","v":0},{"$f":"IF($D52=\"Full\",'Failure Persistence Storage'!HG52,0)","v":0},{"$f":"IF($D52=\"Full\",'Failure Persistence Storage'!HH52,0)","v":0},{"$f":"IF($D52=\"Full\",'Failure Persistence Storage'!HK52,0)","v":0},{"$f":"IF($D52=\"Full\",'Failure Persistence Storage'!HL52,0)","v":0},{"$f":"IF($D52=\"Full\",'Failure Persistence Storage'!HO52,0)","v":0}]
[null,null,null,null,null,null,null,null," ",null,null,null,null,null,null,null,null,null,null,null,null,null,null,null,null,null,null," "," "," "," "," "," "," "," "," "," "," "," "," "," "," "," "," "," "," "," "," "," "," "," "," "," "," "," "," "," "," "," "," "," "," "," "," "," "," "," "," "," "," "," "," "," "," "," "," "," "," "," "," "," "," "," "," "," "," "," "," "," "," "," "," "," "," "," "," "," "," "," "," "," "," "," "," "," "," "," "," "," "," "," "," "," "," "," "," "," "," "," "," "," "," "," "," "," "," "," "," "," "," "," "," "," "," "," "," "," "," "," "," "," "," "," "," "," "," "," "," "," "," "," "," "," "," "," "," "," "," "," "," "," "," "," "," "," "," "," "," "," "," "," "," "," "," "," "," "," "," "," "," "," "," "," "," "," "," "," "," "," "," "," "," "," "," "," "," "," "," "," "," "," "," "," "," "," "," "," "," "," "," "," "," "," "," "," "," "," "," "," "," "," "," "," ",null,{"$f":"IF($D53=\"Full\",'Failure Persistence Storage'!AB53,0)","v":0},{"$f":"IF($D53=\"Full\",'Failure Persistence Storage'!AE53,0)","v":0},{"$f":"IF($D53=\"Full\",'Failure Persistence Storage'!AF53,0)","v":0},{"$f":"IF($D53=\"Full\",'Failure Persistence Storage'!AI53,0)","v":0},{"$f":"IF($D53=\"Full\",'Failure Persistence Storage'!AJ53,0)","v":0},{"$f":"IF($D53=\"Full\",'Failure Persistence Storage'!AM53,0)","v":0},{"$f":"IF($D53=\"Full\",'Failure Persistence Storage'!AN53,0)","v":0},{"$f":"IF($D53=\"Full\",'Failure Persistence Storage'!AQ53,0)","v":0},{"$f":"IF($D53=\"Full\",'Failure Persistence Storage'!AR53,0)","v":0},{"$f":"IF($D53=\"Full\",'Failure Persistence Storage'!AU53,0)","v":0},{"$f":"IF($D53=\"Full\",'Failure Persistence Storage'!AV53,0)","v":0},{"$f":"IF($D53=\"Full\",'Failure Persistence Storage'!AY53,0)","v":0},{"$f":"IF($D53=\"Full\",'Failure Persistence Storage'!AZ53,0)","v":0},{"$f":"IF($D53=\"Full\",'Failure Persistence Storage'!BC53,0)","v":0},{"$f":"IF($D53=\"Full\",'Failure Persistence Storage'!BD53,0)","v":0},{"$f":"IF($D53=\"Full\",'Failure Persistence Storage'!BG53,0)","v":0},{"$f":"IF($D53=\"Full\",'Failure Persistence Storage'!BH53,0)","v":0},{"$f":"IF($D53=\"Full\",'Failure Persistence Storage'!BK53,0)","v":0},{"$f":"IF($D53=\"Full\",'Failure Persistence Storage'!BL53,0)","v":0},{"$f":"IF($D53=\"Full\",'Failure Persistence Storage'!BO53,0)","v":0},{"$f":"IF($D53=\"Full\",'Failure Persistence Storage'!BP53,0)","v":0},{"$f":"IF($D53=\"Full\",'Failure Persistence Storage'!BS53,0)","v":0},{"$f":"IF($D53=\"Full\",'Failure Persistence Storage'!BT53,0)","v":0},{"$f":"IF($D53=\"Full\",'Failure Persistence Storage'!BW53,0)","v":0},{"$f":"IF($D53=\"Full\",'Failure Persistence Storage'!BX53,0)","v":0},{"$f":"IF($D53=\"Full\",'Failure Persistence Storage'!CA53,0)","v":0},{"$f":"IF($D53=\"Full\",'Failure Persistence Storage'!CB53,0)","v":0},{"$f":"IF($D53=\"Full\",'Failure Persistence Storage'!CE53,0)","v":0},{"$f":"IF($D53=\"Full\",'Failure Persistence Storage'!CF53,0)","v":0},{"$f":"IF($D53=\"Full\",'Failure Persistence Storage'!CI53,0)","v":0},{"$f":"IF($D53=\"Full\",'Failure Persistence Storage'!CJ53,0)","v":0},{"$f":"IF($D53=\"Full\",'Failure Persistence Storage'!CM53,0)","v":0},{"$f":"IF($D53=\"Full\",'Failure Persistence Storage'!CN53,0)","v":0},{"$f":"IF($D53=\"Full\",'Failure Persistence Storage'!CQ53,0)","v":0},{"$f":"IF($D53=\"Full\",'Failure Persistence Storage'!CR53,0)","v":0},{"$f":"IF($D53=\"Full\",'Failure Persistence Storage'!CU53,0)","v":0},{"$f":"IF($D53=\"Full\",'Failure Persistence Storage'!CV53,0)","v":0},{"$f":"IF($D53=\"Full\",'Failure Persistence Storage'!CY53,0)","v":0},{"$f":"IF($D53=\"Full\",'Failure Persistence Storage'!CZ53,0)","v":0},{"$f":"IF($D53=\"Full\",'Failure Persistence Storage'!DC53,0)","v":0},{"$f":"IF($D53=\"Full\",'Failure Persistence Storage'!DD53,0)","v":0},{"$f":"IF($D53=\"Full\",'Failure Persistence Storage'!DG53,0)","v":0},{"$f":"IF($D53=\"Full\",'Failure Persistence Storage'!DH53,0)","v":0},{"$f":"IF($D53=\"Full\",'Failure Persistence Storage'!DK53,0)","v":0},{"$f":"IF($D53=\"Full\",'Failure Persistence Storage'!DL53,0)","v":0},{"$f":"IF($D53=\"Full\",'Failure Persistence Storage'!DO53,0)","v":0},{"$f":"IF($D53=\"Full\",'Failure Persistence Storage'!DP53,0)","v":0},{"$f":"IF($D53=\"Full\",'Failure Persistence Storage'!DS53,0)","v":0},{"$f":"IF($D53=\"Full\",'Failure Persistence Storage'!DT53,0)","v":0},{"$f":"IF($D53=\"Full\",'Failure Persistence Storage'!DW53,0)","v":0},{"$f":"IF($D53=\"Full\",'Failure Persistence Storage'!DX53,0)","v":0},{"$f":"IF($D53=\"Full\",'Failure Persistence Storage'!EA53,0)","v":0},{"$f":"IF($D53=\"Full\",'Failure Persistence Storage'!EB53,0)","v":0},{"$f":"IF($D53=\"Full\",'Failure Persistence Storage'!EE53,0)","v":0},{"$f":"IF($D53=\"Full\",'Failure Persistence Storage'!EF53,0)","v":0},{"$f":"IF($D53=\"Full\",'Failure Persistence Storage'!EI53,0)","v":0},{"$f":"IF($D53=\"Full\",'Failure Persistence Storage'!EJ53,0)","v":0},{"$f":"IF($D53=\"Full\",'Failure Persistence Storage'!EM53,0)","v":0},{"$f":"IF($D53=\"Full\",'Failure Persistence Storage'!EN53,0)","v":0},{"$f":"IF($D53=\"Full\",'Failure Persistence Storage'!EQ53,0)","v":0},{"$f":"IF($D53=\"Full\",'Failure Persistence Storage'!ER53,0)","v":0},{"$f":"IF($D53=\"Full\",'Failure Persistence Storage'!EU53,0)","v":0},{"$f":"IF($D53=\"Full\",'Failure Persistence Storage'!EV53,0)","v":0},{"$f":"IF($D53=\"Full\",'Failure Persistence Storage'!EY53,0)","v":0},{"$f":"IF($D53=\"Full\",'Failure Persistence Storage'!EZ53,0)","v":0},{"$f":"IF($D53=\"Full\",'Failure Persistence Storage'!FC53,0)","v":0},{"$f":"IF($D53=\"Full\",'Failure Persistence Storage'!FD53,0)","v":0},{"$f":"IF($D53=\"Full\",'Failure Persistence Storage'!FG53,0)","v":0},{"$f":"IF($D53=\"Full\",'Failure Persistence Storage'!FH53,0)","v":0},{"$f":"IF($D53=\"Full\",'Failure Persistence Storage'!FK53,0)","v":0},{"$f":"IF($D53=\"Full\",'Failure Persistence Storage'!FL53,0)","v":0},{"$f":"IF($D53=\"Full\",'Failure Persistence Storage'!FO53,0)","v":0},{"$f":"IF($D53=\"Full\",'Failure Persistence Storage'!FP53,0)","v":0},{"$f":"IF($D53=\"Full\",'Failure Persistence Storage'!FS53,0)","v":0},{"$f":"IF($D53=\"Full\",'Failure Persistence Storage'!FT53,0)","v":0},{"$f":"IF($D53=\"Full\",'Failure Persistence Storage'!FW53,0)","v":0},{"$f":"IF($D53=\"Full\",'Failure Persistence Storage'!FX53,0)","v":0},{"$f":"IF($D53=\"Full\",'Failure Persistence Storage'!GA53,0)","v":0},{"$f":"IF($D53=\"Full\",'Failure Persistence Storage'!GB53,0)","v":0},{"$f":"IF($D53=\"Full\",'Failure Persistence Storage'!GE53,0)","v":0},{"$f":"IF($D53=\"Full\",'Failure Persistence Storage'!GF53,0)","v":0},{"$f":"IF($D53=\"Full\",'Failure Persistence Storage'!GI53,0)","v":0},{"$f":"IF($D53=\"Full\",'Failure Persistence Storage'!GJ53,0)","v":0},{"$f":"IF($D53=\"Full\",'Failure Persistence Storage'!GM53,0)","v":0},{"$f":"IF($D53=\"Full\",'Failure Persistence Storage'!GN53,0)","v":0},{"$f":"IF($D53=\"Full\",'Failure Persistence Storage'!GQ53,0)","v":0},{"$f":"IF($D53=\"Full\",'Failure Persistence Storage'!GR53,0)","v":0},{"$f":"IF($D53=\"Full\",'Failure Persistence Storage'!GU53,0)","v":0},{"$f":"IF($D53=\"Full\",'Failure Persistence Storage'!GV53,0)","v":0},{"$f":"IF($D53=\"Full\",'Failure Persistence Storage'!GY53,0)","v":0},{"$f":"IF($D53=\"Full\",'Failure Persistence Storage'!GZ53,0)","v":0},{"$f":"IF($D53=\"Full\",'Failure Persistence Storage'!HC53,0)","v":0},{"$f":"IF($D53=\"Full\",'Failure Persistence Storage'!HD53,0)","v":0},{"$f":"IF($D53=\"Full\",'Failure Persistence Storage'!HG53,0)","v":0},{"$f":"IF($D53=\"Full\",'Failure Persistence Storage'!HH53,0)","v":0},{"$f":"IF($D53=\"Full\",'Failure Persistence Storage'!HK53,0)","v":0},{"$f":"IF($D53=\"Full\",'Failure Persistence Storage'!HL53,0)","v":0},{"$f":"IF($D53=\"Full\",'Failure Persistence Storage'!HO53,0)","v":0}]
[null,"Combination of elements",null,{"$f":"IF(OR(D44=\"Part\",D45=\"Part\",D46=\"Part\",D47=\"Part\",D48=\"Part\",D49=\"Part\",D50=\"Part\",D51=\"Part\",D52=\"Part\",D53=\"Part\"),\"Part\",IF(OR(D44=\"Full\",D45=\"Full\",D46=\"Full\",D47=\"Full\",D48=\"Full\",D49=\"Full\",D50=\"Full\",D51=\"Full\",D52=\"Full\",D53=\"Full\"),\"Full\",IF(AND(D44=\" \",D45=\" \",D46=\" \",D47=\" \",D48=\" \",D49=\" \",D50=\" \",D51=\" \",D52=\" \",D53=\" \"),\" \",\" \")))","v":"Full"},null,null,null,null,null,null,null,null,null,null,null,null,null,null,null,null,null,null,null,null,null,null,null,{"$f":"IF($D54=\" \",\" \",1/AC54)","v":785.2734202979783},{"$f":"IF($D54=\" \",\" \",SUM(AC44:AC53))","v":1.2734418027552008E-3},{"$f":"IF($D54=\" \",\" \",SUM(AD44:AD53))","v":2.3462958768245079E-3},{"$f":"IF($D54=\" \",\" \",AB54*AD54)","v":1.8424837882250253},{"$f":"IF($D54=\" \",\" \",1/AG54)","v":801.63328322085283},{"$f":"IF($D54=\" \",\" \",SUM(AG44:AG53))","v":1.2474531945357069E-3},{"$f":"IF($D54=\" \",\" \",SUM(AH44:AH53))","v":4.5968245750031191E-3},{"$f":"IF($D54=\" \",\" \",AF54*AH54)","v":3.684967576450052},818.68931052342418,{"$f":"IF($D54=\" \",\" \",SUM(AK44:AK53))","v":1.221464586316213E-3},{"$f":"IF($D54=\" \",\" \",SUM(AL44:AL53))","v":5.7852807606611576E-3},{"$f":"IF($D54=\" \",\" \",AJ54*AL54)","v":4.7363475171301141},836.48690423045514,{"$f":"IF($D54=\" \",\" \",SUM(AO44:AO53))","v":1.1954759780967192E-3},{"$f":"IF($D54=\" \",\" \",SUM(AP44:AP53))","v":5.9733434976629663E-3},{"$f":"IF($D54=\" \",\" \",AN54*AP54)","v":4.996623610265214},855.07550210224315,{"$f":"IF($D54=\" \",\" \",SUM(AS44:AS53))","v":1.1694873698772251E-3},{"$f":"IF($D54=\" \",\" \",SUM(AT44:AT53))","v":6.1478778078379965E-3},{"$f":"IF($D54=\" \",\" \",AR54*AT54)","v":5.2568997034003129},874.50903624093053,{"$f":"IF($D54=\" \",\" \",SUM(AW44:AW53))","v":1.1434987616577312E-3},{"$f":"IF($D54=\" \",\" \",SUM(AX44:AX53))","v":6.308883691186251E-3},{"$f":"IF($D54=\" \",\" \",AV54*AX54)","v":5.5171757965354127},894.84645568839403,{"$f":"IF($D54=\" \",\" \",SUM(BA44:BA53))","v":1.1175101534382373E-3},{"$f":"IF($D54=\" \",\" \",SUM(BB44:BB53))","v":6.4563611477077287E-3},{"$f":"IF($D54=\" \",\" \",AZ54*BB54)","v":5.7774518896705125},916.15232368097475,{"$f":"IF($D54=\" \",\" \",SUM(BE44:BE53))","v":1.0915215452187434E-3},{"$f":"IF($D54=\" \",\" \",SUM(BF44:BF53))","v":6.5903101774024263E-3},{"$f":"IF($D54=\" \",\" \",BD54*BF54)","v":6.0377279828056096},938.49750230734003,{"$f":"IF($D54=\" \",\" \",SUM(BI44:BI53))","v":1.0655329369992496E-3},{"$f":"IF($D54=\" \",\" \",SUM(BJ44:BJ53))","v":6.7107307802703499E-3},{"$f":"IF($D54=\" \",\" \",BH54*BJ54)","v":6.2980040759407103},961.95993986502344,{"$f":"IF($D54=\" \",\" \",SUM(BM44:BM53))","v":1.0395443287797557E-3},{"$f":"IF($D54=\" \",\" \",SUM(BN44:BN53))","v":6.8176229563114959E-3},{"$f":"IF($D54=\" \",\" \",BL54*BN54)","v":6.5582801690758101},986.62557934874201,{"$f":"IF($D54=\" \",\" \",SUM(BQ44:BQ53))","v":1.0135557205602618E-3},{"$f":"IF($D54=\" \",\" \",SUM(BR44:BR53))","v":6.9109867055258635E-3},{"$f":"IF($D54=\" \",\" \",BP54*BR54)","v":6.818556262210909},1012.589410384235,{"$f":"IF($D54=\" \",\" \",SUM(BU44:BU53))","v":9.8756711234076816E-4},{"$f":"IF($D54=\" \",\" \",SUM(BV44:BV53))","v":6.9908220279134535E-3},{"$f":"IF($D54=\" \",\" \",BT54*BV54)","v":7.0788323553460053},1039.9566917459713,{"$f":"IF($D54=\" \",\" \",SUM(BY44:BY53))","v":9.6157850412127406E-4},{"$f":"IF($D54=\" \",\" \",SUM(BZ44:BZ53))","v":7.0571289234742669E-3},{"$f":"IF($D54=\" \",\" \",BX54*BZ54)","v":7.339108448481106},1068.8443776278039,{"$f":"IF($D54=\" \",\" \",SUM(CC44:CC53))","v":9.3558989590178019E-4},{"$f":"IF($D54=\" \",\" \",SUM(CD44:CD53))","v":7.1099073922083044E-3},{"$f":"IF($D54=\" \",\" \",CB54*CD54)","v":7.5993845416162067},1099.3827884171694,{"$f":"IF($D54=\" \",\" \",SUM(CG44:CG53))","v":9.0960128768228642E-4},{"$f":"IF($D54=\" \",\" \",SUM(CH44:CH53))","v":7.1491574341155644E-3},{"$f":"IF($D54=\" \",\" \",CF54*CH54)","v":7.8596606347513056},1131.7175763117923,{"$f":"IF($D54=\" \",\" \",SUM(CK44:CK53))","v":8.8361267946279233E-4},{"$f":"IF($D54=\" \",\" \",SUM(CL44:CL53))","v":7.1748790491960451E-3},{"$f":"IF($D54=\" \",\" \",CJ54*CL54)","v":8.1199367278864045},1166.0120483212404,{"$f":"IF($D54=\" \",\" \",SUM(CO44:CO53))","v":8.5762407124329856E-4},{"$f":"IF($D54=\" \",\" \",SUM(CP44:CP53))","v":7.1870722374497492E-3},{"$f":"IF($D54=\" \",\" \",CN54*CP54)","v":8.3802128210215017},{"$f":"IF($D54=\" \",\" \",1/CS54)","v":1202.4499248312793},{"$f":"IF($D54=\" \",\" \",SUM(CS44:CS53))","v":8.3163546302380458E-4},{"$f":"IF($D54=\" \",\" \",SUM(CT44:CT53))","v":7.1857369988766757E-3},{"$f":"IF($D54=\" \",\" \",CR54*CT54)","v":8.6404889141566006},1241.2386320839012,{"$f":"IF($D54=\" \",\" \",SUM(CW44:CW53))","v":8.0564685480431081E-4},{"$f":"IF($D54=\" \",\" \",SUM(CX44:CX53))","v":7.1708733334768272E-3},{"$f":"IF($D54=\" \",\" \",CV54*CX54)","v":8.9007650072917013},1282.6132531533647,{"$f":"IF($D54=\" \",\" \",SUM(DA44:DA53))","v":7.7965824658481682E-4},{"$f":"IF($D54=\" \",\" \",SUM(DB44:DB53))","v":7.1424812412502012E-3},{"$f":"IF($D54=\" \",\" \",CZ54*DB54)","v":9.161041100426802},1326.8412963655496,{"$f":"IF($D54=\" \",\" \",SUM(DE44:DE53))","v":7.5366963836532284E-4},{"$f":"IF($D54=\" \",\" \",SUM(DF44:DF53))","v":7.1005607221967968E-3},{"$f":"IF($D54=\" \",\" \",DD54*DF54)","v":9.4213171935619009},1374.2284855214623,{"$f":"IF($D54=\" \",\" \",SUM(DI44:DI53))","v":7.2768103014582896E-4},{"$f":"IF($D54=\" \",\" \",SUM(DJ44:DJ53))","v":7.0451117763166149E-3},{"$f":"IF($D54=\" \",\" \",DH54*DJ54)","v":9.6815932866969998},1425.1258368370716,{"$f":"IF($D54=\" \",\" \",SUM(DM44:DM53))","v":7.016924219263352E-4},{"$f":"IF($D54=\" \",\" \",SUM(DN44:DN53))","v":6.9761344036096571E-3},{"$f":"IF($D54=\" \",\" \",DL54*DN54)","v":9.9418693798320987},1479.938369023113,{"$f":"IF($D54=\" \",\" \",SUM(DQ44:DQ53))","v":6.7570381370684121E-4},{"$f":"IF($D54=\" \",\" \",SUM(DR44:DR53))","v":6.8936286040759227E-3},{"$f":"IF($D54=\" \",\" \",DP54*DR54)","v":10.202145472967199},1539.1359037840375,{"$f":"IF($D54=\" \",\" \",SUM(DU44:DU53))","v":6.4971520548734733E-4},{"$f":"IF($D54=\" \",\" \",SUM(DV44:DV53))","v":6.7975943777154081E-3},{"$f":"IF($D54=\" \",\" \",DT54*DV54)","v":10.462421566102297},1603.2665664417057,{"$f":"IF($D54=\" \",\" \",SUM(DY44:DY53))","v":6.2372659726785346E-4},{"$f":"IF($D54=\" \",\" \",SUM(DZ44:DZ53))","v":6.6880317245281195E-3},{"$f":"IF($D54=\" \",\" \",DX54*DZ54)","v":10.722697659237397},1672.9738084609103,{"$f":"IF($D54=\" \",\" \",SUM(EC44:EC53))","v":5.9773798904835958E-4},{"$f":"IF($D54=\" \",\" \",SUM(ED44:ED53))","v":6.5649406445140515E-3},{"$f":"IF($D54=\" \",\" \",EB54*ED54)","v":10.982973752372496},1749.0180724818611,{"$f":"IF($D54=\" \",\" \",SUM(EG44:EG53))","v":5.717493808288656E-4},{"$f":"IF($D54=\" \",\" \",SUM(EH44:EH53))","v":6.4283211376732069E-3},{"$f":"IF($D54=\" \",\" \",EF54*EH54)","v":11.243249845507597},1832.3046473619495,{"$f":"IF($D54=\" \",\" \",SUM(EK44:EK53))","v":5.4576077260937172E-4},{"$f":"IF($D54=\" \",\" \",SUM(EL44:EL53))","v":6.2781732040055847E-3},{"$f":"IF($D54=\" \",\" \",EJ54*EL54)","v":11.503525938642694},1923.9198797300469,{"$f":"IF($D54=\" \",\" \",SUM(EO44:EO53))","v":5.1977216438987785E-4},{"$f":"IF($D54=\" \",\" \",SUM(EP44:EP53))","v":6.1144968435111868E-3},{"$f":"IF($D54=\" \",\" \",EN54*EP54)","v":11.763802031777793},2025.1788207684699,{"$f":"IF($D54=\" \",\" \",SUM(ES44:ES53))","v":4.9378355617038408E-4},{"$f":"IF($D54=\" \",\" \",SUM(ET44:ET53))","v":5.9372920561900112E-3},{"$f":"IF($D54=\" \",\" \",ER54*ET54)","v":12.02407812491289},2137.6887552556077,{"$f":"IF($D54=\" \",\" \",SUM(EW44:EW53))","v":4.6779494795089009E-4},{"$f":"IF($D54=\" \",\" \",SUM(EX44:EX53))","v":5.7465588420420582E-3},{"$f":"IF($D54=\" \",\" \",EV54*EX54)","v":12.284354218047994},2263.4351526235846,{"$f":"IF($D54=\" \",\" \",SUM(FA44:FA53))","v":4.4180633973139616E-4},{"$f":"IF($D54=\" \",\" \",SUM(FB44:FB53))","v":5.5422972010673276E-3},{"$f":"IF($D54=\" \",\" \",EZ54*FB54)","v":12.544630311183091},{"$f":"IF($D54=\" \",\" \",1/FE54)","v":2404.8998496625586},{"$f":"IF($D54=\" \",\" \",SUM(FE44:FE53))","v":4.1581773151190229E-4},{"$f":"IF($D54=\" \",\" \",SUM(FF44:FF53))","v":5.3245071332658194E-3},{"$f":"IF($D54=\" \",\" \",FD54*FF54)","v":12.80490640431819},2565.2265063067293,{"$f":"IF($D54=\" \",\" \",SUM(FI44:FI53))","v":3.8982912329240841E-4},{"$f":"IF($D54=\" \",\" \",SUM(FJ44:FJ53))","v":5.0931886386375354E-3},{"$f":"IF($D54=\" \",\" \",FH54*FJ54)","v":13.065182497453293},2748.4569710429246,{"$f":"IF($D54=\" \",\" \",SUM(FM44:FM53))","v":3.6384051507291448E-4},{"$f":"IF($D54=\" \",\" \",SUM(FN44:FN53))","v":4.8483417171824731E-3},{"$f":"IF($D54=\" \",\" \",FL54*FN54)","v":13.325458590588392},2959.8767380462259,{"$f":"IF($D54=\" \",\" \",SUM(FQ44:FQ53))","v":3.3785190685342061E-4},{"$f":"IF($D54=\" \",\" \",SUM(FR44:FR53))","v":4.589966368900634E-3},{"$f":"IF($D54=\" \",\" \",FP54*FR54)","v":13.585734683723489},3206.5331328834113,{"$f":"IF($D54=\" \",\" \",SUM(FU44:FU53))","v":3.1186329863392673E-4},{"$f":"IF($D54=\" \",\" \",SUM(FV44:FV53))","v":4.3180625937920174E-3},{"$f":"IF($D54=\" \",\" \",FT54*FV54)","v":13.846010776858586},3498.0361449637221,{"$f":"IF($D54=\" \",\" \",SUM(FY44:FY53))","v":2.858746904144328E-4},{"$f":"IF($D54=\" \",\" \",SUM(FZ44:FZ53))","v":4.0326303918566233E-3},{"$f":"IF($D54=\" \",\" \",FX54*FZ54)","v":14.106286869993687},3847.8397594600938,{"$f":"IF($D54=\" \",\" \",SUM(GC44:GC53))","v":2.5988608219493892E-4},{"$f":"IF($D54=\" \",\" \",SUM(GD44:GD53))","v":3.7336697630944542E-3},{"$f":"IF($D54=\" \",\" \",GB54*GD54)","v":14.366562963128789},4275.3775105112154,{"$f":"IF($D54=\" \",\" \",SUM(GG44:GG53))","v":2.3389747397544505E-4},{"$f":"IF($D54=\" \",\" \",SUM(GH44:GH53))","v":3.4211807075055058E-3},{"$f":"IF($D54=\" \",\" \",GF54*GH54)","v":14.626839056263888},4809.7996993251172,{"$f":"IF($D54=\" \",\" \",SUM(GK44:GK53))","v":2.0790886575595114E-4},{"$f":"IF($D54=\" \",\" \",SUM(GL44:GL53))","v":3.0951632250897799E-3},{"$f":"IF($D54=\" \",\" \",GJ54*GL54)","v":14.887115149398984},5496.9139420858492,{"$f":"IF($D54=\" \",\" \",SUM(GO44:GO53))","v":1.8192025753645724E-4},{"$f":"IF($D54=\" \",\" \",SUM(GP44:GP53))","v":2.7556173158472782E-3},{"$f":"IF($D54=\" \",\" \",GN54*GP54)","v":15.147391242534088},6413.0662657668227,{"$f":"IF($D54=\" \",\" \",SUM(GS44:GS53))","v":1.5593164931696336E-4},{"$f":"IF($D54=\" \",\" \",SUM(GT44:GT53))","v":2.4025429797779984E-3},{"$f":"IF($D54=\" \",\" \",GR54*GT54)","v":15.407667335669183},7695.6795189201875,{"$f":"IF($D54=\" \",\" \",SUM(GW44:GW53))","v":1.2994304109746946E-4},{"$f":"IF($D54=\" \",\" \",SUM(GX44:GX53))","v":2.0359402168819416E-3},{"$f":"IF($D54=\" \",\" \",GV54*GX54)","v":15.667943428804282},9619.5993986502344,{"$f":"IF($D54=\" \",\" \",SUM(HA44:HA53))","v":1.0395443287797557E-4},{"$f":"IF($D54=\" \",\" \",SUM(HB44:HB53))","v":1.6737993640402436E-3},{"$f":"IF($D54=\" \",\" \",GZ54*HB54)","v":16.101279355782673},12826.132531533645,{"$f":"IF($D54=\" \",\" \",SUM(HE44:HE53))","v":7.7965824658481682E-5},{"$f":"IF($D54=\" \",\" \",SUM(HF44:HF53))","v":1.2891349159312006E-3},{"$f":"IF($D54=\" \",\" \",HD54*HF54)","v":16.534615282761063},19239.198797300469,{"$f":"IF($D54=\" \",\" \",SUM(HI44:HI53))","v":5.1977216438987786E-5},{"$f":"IF($D54=\" \",\" \",SUM(HJ44:HJ53))","v":8.8194687255481225E-4},{"$f":"IF($D54=\" \",\" \",HH54*HJ54)","v":16.967951209739454},38478.397594600938,{"$f":"IF($D54=\" \",\" \",SUM(HM44:HM53))","v":2.5988608219493893E-5},{"$f":"IF($D54=\" \",\" \",SUM(HN44:HN53))","v":4.5223523391107876E-4},{"$f":"IF($D54=\" \",\" \",HL54*HN54)","v":17.401287136717844},null,{"$f":"IF($D54=\"Full\",'Failure Persistence Storage'!AB54,0)","v":785.2734202979783},{"$f":"IF($D54=\"Full\",'Failure Persistence Storage'!AE54,0)","v":1.8424837882250253},{"$f":"IF($D54=\"Full\",'Failure Persistence Storage'!AF54,0)","v":801.63328322085283},{"$f":"IF($D54=\"Full\",'Failure Persistence Storage'!AI54,0)","v":3.684967576450052},{"$f":"IF($D54=\"Full\",'Failure Persistence Storage'!AJ54,0)","v":818.68931052342418},{"$f":"IF($D54=\"Full\",'Failure Persistence Storage'!AM54,0)","v":4.7363475171301141},{"$f":"IF($D54=\"Full\",'Failure Persistence Storage'!AN54,0)","v":836.48690423045514},{"$f":"IF($D54=\"Full\",'Failure Persistence Storage'!AQ54,0)","v":4.996623610265214},{"$f":"IF($D54=\"Full\",'Failure Persistence Storage'!AR54,0)","v":855.07550210224315},{"$f":"IF($D54=\"Full\",'Failure Persistence Storage'!AU54,0)","v":5.2568997034003129},{"$f":"IF($D54=\"Full\",'Failure Persistence Storage'!AV54,0)","v":874.50903624093053},{"$f":"IF($D54=\"Full\",'Failure Persistence Storage'!AY54,0)","v":5.5171757965354127},{"$f":"IF($D54=\"Full\",'Failure Persistence Storage'!AZ54,0)","v":894.84645568839403},{"$f":"IF($D54=\"Full\",'Failure Persistence Storage'!BC54,0)","v":5.7774518896705125},{"$f":"IF($D54=\"Full\",'Failure Persistence Storage'!BD54,0)","v":916.15232368097475},{"$f":"IF($D54=\"Full\",'Failure Persistence Storage'!BG54,0)","v":6.0377279828056096},{"$f":"IF($D54=\"Full\",'Failure Persistence Storage'!BH54,0)","v":938.49750230734003},{"$f":"IF($D54=\"Full\",'Failure Persistence Storage'!BK54,0)","v":6.2980040759407103},{"$f":"IF($D54=\"Full\",'Failure Persistence Storage'!BL54,0)","v":961.95993986502344},{"$f":"IF($D54=\"Full\",'Failure Persistence Storage'!BO54,0)","v":6.5582801690758101},{"$f":"IF($D54=\"Full\",'Failure Persistence Storage'!BP54,0)","v":986.62557934874201},{"$f":"IF($D54=\"Full\",'Failure Persistence Storage'!BS54,0)","v":6.818556262210909},{"$f":"IF($D54=\"Full\",'Failure Persistence Storage'!BT54,0)","v":1012.589410384235},{"$f":"IF($D54=\"Full\",'Failure Persistence Storage'!BW54,0)","v":7.0788323553460053},{"$f":"IF($D54=\"Full\",'Failure Persistence Storage'!BX54,0)","v":1039.9566917459713},{"$f":"IF($D54=\"Full\",'Failure Persistence Storage'!CA54,0)","v":7.339108448481106},{"$f":"IF($D54=\"Full\",'Failure Persistence Storage'!CB54,0)","v":1068.8443776278039},{"$f":"IF($D54=\"Full\",'Failure Persistence Storage'!CE54,0)","v":7.5993845416162067},{"$f":"IF($D54=\"Full\",'Failure Persistence Storage'!CF54,0)","v":1099.3827884171694},{"$f":"IF($D54=\"Full\",'Failure Persistence Storage'!CI54,0)","v":7.8596606347513056},{"$f":"IF($D54=\"Full\",'Failure Persistence Storage'!CJ54,0)","v":1131.7175763117923},{"$f":"IF($D54=\"Full\",'Failure Persistence Storage'!CM54,0)","v":8.1199367278864045},{"$f":"IF($D54=\"Full\",'Failure Persistence Storage'!CN54,0)","v":1166.0120483212404},{"$f":"IF($D54=\"Full\",'Failure Persistence Storage'!CQ54,0)","v":8.3802128210215017},{"$f":"IF($D54=\"Full\",'Failure Persistence Storage'!CR54,0)","v":1202.4499248312793},{"$f":"IF($D54=\"Full\",'Failure Persistence Storage'!CU54,0)","v":8.6404889141566006},{"$f":"IF($D54=\"Full\",'Failure Persistence Storage'!CV54,0)","v":1241.2386320839012},{"$f":"IF($D54=\"Full\",'Failure Persistence Storage'!CY54,0)","v":8.9007650072917013},{"$f":"IF($D54=\"Full\",'Failure Persistence Storage'!CZ54,0)","v":1282.6132531533647},{"$f":"IF($D54=\"Full\",'Failure Persistence Storage'!DC54,0)","v":9.161041100426802},{"$f":"IF($D54=\"Full\",'Failure Persistence Storage'!DD54,0)","v":1326.8412963655496},{"$f":"IF($D54=\"Full\",'Failure Persistence Storage'!DG54,0)","v":9.4213171935619009},{"$f":"IF($D54=\"Full\",'Failure Persistence Storage'!DH54,0)","v":1374.2284855214623},{"$f":"IF($D54=\"Full\",'Failure Persistence Storage'!DK54,0)","v":9.6815932866969998},{"$f":"IF($D54=\"Full\",'Failure Persistence Storage'!DL54,0)","v":1425.1258368370716},{"$f":"IF($D54=\"Full\",'Failure Persistence Storage'!DO54,0)","v":9.9418693798320987},{"$f":"IF($D54=\"Full\",'Failure Persistence Storage'!DP54,0)","v":1479.938369023113},{"$f":"IF($D54=\"Full\",'Failure Persistence Storage'!DS54,0)","v":10.202145472967199},{"$f":"IF($D54=\"Full\",'Failure Persistence Storage'!DT54,0)","v":1539.1359037840375},{"$f":"IF($D54=\"Full\",'Failure Persistence Storage'!DW54,0)","v":10.462421566102297},{"$f":"IF($D54=\"Full\",'Failure Persistence Storage'!DX54,0)","v":1603.2665664417057},{"$f":"IF($D54=\"Full\",'Failure Persistence Storage'!EA54,0)","v":10.722697659237397},{"$f":"IF($D54=\"Full\",'Failure Persistence Storage'!EB54,0)","v":1672.9738084609103},{"$f":"IF($D54=\"Full\",'Failure Persistence Storage'!EE54,0)","v":10.982973752372496},{"$f":"IF($D54=\"Full\",'Failure Persistence Storage'!EF54,0)","v":1749.0180724818611},{"$f":"IF($D54=\"Full\",'Failure Persistence Storage'!EI54,0)","v":11.243249845507597},{"$f":"IF($D54=\"Full\",'Failure Persistence Storage'!EJ54,0)","v":1832.3046473619495},{"$f":"IF($D54=\"Full\",'Failure Persistence Storage'!EM54,0)","v":11.503525938642694},{"$f":"IF($D54=\"Full\",'Failure Persistence Storage'!EN54,0)","v":1923.9198797300469},{"$f":"IF($D54=\"Full\",'Failure Persistence Storage'!EQ54,0)","v":11.763802031777793},{"$f":"IF($D54=\"Full\",'Failure Persistence Storage'!ER54,0)","v":2025.1788207684699},{"$f":"IF($D54=\"Full\",'Failure Persistence Storage'!EU54,0)","v":12.02407812491289},{"$f":"IF($D54=\"Full\",'Failure Persistence Storage'!EV54,0)","v":2137.6887552556077},{"$f":"IF($D54=\"Full\",'Failure Persistence Storage'!EY54,0)","v":12.284354218047994},{"$f":"IF($D54=\"Full\",'Failure Persistence Storage'!EZ54,0)","v":2263.4351526235846},{"$f":"IF($D54=\"Full\",'Failure Persistence Storage'!FC54,0)","v":12.544630311183091},{"$f":"IF($D54=\"Full\",'Failure Persistence Storage'!FD54,0)","v":2404.8998496625586},{"$f":"IF($D54=\"Full\",'Failure Persistence Storage'!FG54,0)","v":12.80490640431819},{"$f":"IF($D54=\"Full\",'Failure Persistence Storage'!FH54,0)","v":2565.2265063067293},{"$f":"IF($D54=\"Full\",'Failure Persistence Storage'!FK54,0)","v":13.065182497453293},{"$f":"IF($D54=\"Full\",'Failure Persistence Storage'!FL54,0)","v":2748.4569710429246},{"$f":"IF($D54=\"Full\",'Failure Persistence Storage'!FO54,0)","v":13.325458590588392},{"$f":"IF($D54=\"Full\",'Failure Persistence Storage'!FP54,0)","v":2959.8767380462259},{"$f":"IF($D54=\"Full\",'Failure Persistence Storage'!FS54,0)","v":13.585734683723489},{"$f":"IF($D54=\"Full\",'Failure Persistence Storage'!FT54,0)","v":3206.5331328834113},{"$f":"IF($D54=\"Full\",'Failure Persistence Storage'!FW54,0)","v":13.846010776858586},{"$f":"IF($D54=\"Full\",'Failure Persistence Storage'!FX54,0)","v":3498.0361449637221},{"$f":"IF($D54=\"Full\",'Failure Persistence Storage'!GA54,0)","v":14.106286869993687},{"$f":"IF($D54=\"Full\",'Failure Persistence Storage'!GB54,0)","v":3847.8397594600938},{"$f":"IF($D54=\"Full\",'Failure Persistence Storage'!GE54,0)","v":14.366562963128789},{"$f":"IF($D54=\"Full\",'Failure Persistence Storage'!GF54,0)","v":4275.3775105112154},{"$f":"IF($D54=\"Full\",'Failure Persistence Storage'!GI54,0)","v":14.626839056263888},{"$f":"IF($D54=\"Full\",'Failure Persistence Storage'!GJ54,0)","v":4809.7996993251172},{"$f":"IF($D54=\"Full\",'Failure Persistence Storage'!GM54,0)","v":14.887115149398984},{"$f":"IF($D54=\"Full\",'Failure Persistence Storage'!GN54,0)","v":5496.9139420858492},{"$f":"IF($D54=\"Full\",'Failure Persistence Storage'!GQ54,0)","v":15.147391242534088},{"$f":"IF($D54=\"Full\",'Failure Persistence Storage'!GR54,0)","v":6413.0662657668227},{"$f":"IF($D54=\"Full\",'Failure Persistence Storage'!GU54,0)","v":15.407667335669183},{"$f":"IF($D54=\"Full\",'Failure Persistence Storage'!GV54,0)","v":7695.6795189201875},{"$f":"IF($D54=\"Full\",'Failure Persistence Storage'!GY54,0)","v":15.667943428804282},{"$f":"IF($D54=\"Full\",'Failure Persistence Storage'!GZ54,0)","v":9619.5993986502344},{"$f":"IF($D54=\"Full\",'Failure Persistence Storage'!HC54,0)","v":16.101279355782673},{"$f":"IF($D54=\"Full\",'Failure Persistence Storage'!HD54,0)","v":12826.132531533645},{"$f":"IF($D54=\"Full\",'Failure Persistence Storage'!HG54,0)","v":16.534615282761063},{"$f":"IF($D54=\"Full\",'Failure Persistence Storage'!HH54,0)","v":19239.198797300469},{"$f":"IF($D54=\"Full\",'Failure Persistence Storage'!HK54,0)","v":16.967951209739454},{"$f":"IF($D54=\"Full\",'Failure Persistence Storage'!HL54,0)","v":38478.397594600938},{"$f":"IF($D54=\"Full\",'Failure Persistence Storage'!HO54,0)","v":17.401287136717844}]
[null,"Pump Station Duty Pump",null,null,null,null,null,null,null,null,null,null,null,null,null,null,null,null,null,null,null,null,null,null,null,null,null,null,null,null,null,null,null,null,null,null,null,null,null,null,null,null,null,null,null,null,null,null,null,null,null,null,null,null,null,null,null,null,null,null,null,null,null,null,null,null,null,null,null,null,null,null,null,null,null,null,null,null,null,null,null,null,null,null,null,null,null,null,null,null,null,null,null,null,null,null,null,null,null,null,null,null,null,null,null,null,null,null,null,null,null,null,null,null,null,null,null,null,null,null,null,null,null,null,null,null,null,null,null,null,null,null,null,null,null,null,null,null,null,null,null,null,null,null,null,null,null,null,null,null,null,null,null,null,null,null,null,null,null,null,null,null,null,null,null,null,null,null,null,null,null,null,null,null,null,null,null,null,null,null,null,null,null,null,null,null,null,null,null,null,null,null,null,null,null,null,null,null,null,null,null,null,null,null,null,null,null,null,null,null,null,null,null,null,null,null,null,null,null,null,null,null,null,null,{"$f":"IF($D55=\"Full\",'Failure Persistence Storage'!AB55,0)","v":0},{"$f":"IF($D55=\"Full\",'Failure Persistence Storage'!AE55,0)","v":0},{"$f":"IF($D55=\"Full\",'Failure Persistence Storage'!AF55,0)","v":0},{"$f":"IF($D55=\"Full\",'Failure Persistence Storage'!AI55,0)","v":0},{"$f":"IF($D55=\"Full\",'Failure Persistence Storage'!AJ55,0)","v":0},{"$f":"IF($D55=\"Full\",'Failure Persistence Storage'!AM55,0)","v":0},{"$f":"IF($D55=\"Full\",'Failure Persistence Storage'!AN55,0)","v":0},{"$f":"IF($D55=\"Full\",'Failure Persistence Storage'!AQ55,0)","v":0},{"$f":"IF($D55=\"Full\",'Failure Persistence Storage'!AR55,0)","v":0},{"$f":"IF($D55=\"Full\",'Failure Persistence Storage'!AU55,0)","v":0},{"$f":"IF($D55=\"Full\",'Failure Persistence Storage'!AV55,0)","v":0},{"$f":"IF($D55=\"Full\",'Failure Persistence Storage'!AY55,0)","v":0},{"$f":"IF($D55=\"Full\",'Failure Persistence Storage'!AZ55,0)","v":0},{"$f":"IF($D55=\"Full\",'Failure Persistence Storage'!BC55,0)","v":0},{"$f":"IF($D55=\"Full\",'Failure Persistence Storage'!BD55,0)","v":0},{"$f":"IF($D55=\"Full\",'Failure Persistence Storage'!BG55,0)","v":0},{"$f":"IF($D55=\"Full\",'Failure Persistence Storage'!BH55,0)","v":0},{"$f":"IF($D55=\"Full\",'Failure Persistence Storage'!BK55,0)","v":0},{"$f":"IF($D55=\"Full\",'Failure Persistence Storage'!BL55,0)","v":0},{"$f":"IF($D55=\"Full\",'Failure Persistence Storage'!BO55,0)","v":0},{"$f":"IF($D55=\"Full\",'Failure Persistence Storage'!BP55,0)","v":0},{"$f":"IF($D55=\"Full\",'Failure Persistence Storage'!BS55,0)","v":0},{"$f":"IF($D55=\"Full\",'Failure Persistence Storage'!BT55,0)","v":0},{"$f":"IF($D55=\"Full\",'Failure Persistence Storage'!BW55,0)","v":0},{"$f":"IF($D55=\"Full\",'Failure Persistence Storage'!BX55,0)","v":0},{"$f":"IF($D55=\"Full\",'Failure Persistence Storage'!CA55,0)","v":0},{"$f":"IF($D55=\"Full\",'Failure Persistence Storage'!CB55,0)","v":0},{"$f":"IF($D55=\"Full\",'Failure Persistence Storage'!CE55,0)","v":0},{"$f":"IF($D55=\"Full\",'Failure Persistence Storage'!CF55,0)","v":0},{"$f":"IF($D55=\"Full\",'Failure Persistence Storage'!CI55,0)","v":0},{"$f":"IF($D55=\"Full\",'Failure Persistence Storage'!CJ55,0)","v":0},{"$f":"IF($D55=\"Full\",'Failure Persistence Storage'!CM55,0)","v":0},{"$f":"IF($D55=\"Full\",'Failure Persistence Storage'!CN55,0)","v":0},{"$f":"IF($D55=\"Full\",'Failure Persistence Storage'!CQ55,0)","v":0},{"$f":"IF($D55=\"Full\",'Failure Persistence Storage'!CR55,0)","v":0},{"$f":"IF($D55=\"Full\",'Failure Persistence Storage'!CU55,0)","v":0},{"$f":"IF($D55=\"Full\",'Failure Persistence Storage'!CV55,0)","v":0},{"$f":"IF($D55=\"Full\",'Failure Persistence Storage'!CY55,0)","v":0},{"$f":"IF($D55=\"Full\",'Failure Persistence Storage'!CZ55,0)","v":0},{"$f":"IF($D55=\"Full\",'Failure Persistence Storage'!DC55,0)","v":0},{"$f":"IF($D55=\"Full\",'Failure Persistence Storage'!DD55,0)","v":0},{"$f":"IF($D55=\"Full\",'Failure Persistence Storage'!DG55,0)","v":0},{"$f":"IF($D55=\"Full\",'Failure Persistence Storage'!DH55,0)","v":0},{"$f":"IF($D55=\"Full\",'Failure Persistence Storage'!DK55,0)","v":0},{"$f":"IF($D55=\"Full\",'Failure Persistence Storage'!DL55,0)","v":0},{"$f":"IF($D55=\"Full\",'Failure Persistence Storage'!DO55,0)","v":0},{"$f":"IF($D55=\"Full\",'Failure Persistence Storage'!DP55,0)","v":0},{"$f":"IF($D55=\"Full\",'Failure Persistence Storage'!DS55,0)","v":0},{"$f":"IF($D55=\"Full\",'Failure Persistence Storage'!DT55,0)","v":0},{"$f":"IF($D55=\"Full\",'Failure Persistence Storage'!DW55,0)","v":0},{"$f":"IF($D55=\"Full\",'Failure Persistence Storage'!DX55,0)","v":0},{"$f":"IF($D55=\"Full\",'Failure Persistence Storage'!EA55,0)","v":0},{"$f":"IF($D55=\"Full\",'Failure Persistence Storage'!EB55,0)","v":0},{"$f":"IF($D55=\"Full\",'Failure Persistence Storage'!EE55,0)","v":0},{"$f":"IF($D55=\"Full\",'Failure Persistence Storage'!EF55,0)","v":0},{"$f":"IF($D55=\"Full\",'Failure Persistence Storage'!EI55,0)","v":0},{"$f":"IF($D55=\"Full\",'Failure Persistence Storage'!EJ55,0)","v":0},{"$f":"IF($D55=\"Full\",'Failure Persistence Storage'!EM55,0)","v":0},{"$f":"IF($D55=\"Full\",'Failure Persistence Storage'!EN55,0)","v":0},{"$f":"IF($D55=\"Full\",'Failure Persistence Storage'!EQ55,0)","v":0},{"$f":"IF($D55=\"Full\",'Failure Persistence Storage'!ER55,0)","v":0},{"$f":"IF($D55=\"Full\",'Failure Persistence Storage'!EU55,0)","v":0},{"$f":"IF($D55=\"Full\",'Failure Persistence Storage'!EV55,0)","v":0},{"$f":"IF($D55=\"Full\",'Failure Persistence Storage'!EY55,0)","v":0},{"$f":"IF($D55=\"Full\",'Failure Persistence Storage'!EZ55,0)","v":0},{"$f":"IF($D55=\"Full\",'Failure Persistence Storage'!FC55,0)","v":0},{"$f":"IF($D55=\"Full\",'Failure Persistence Storage'!FD55,0)","v":0},{"$f":"IF($D55=\"Full\",'Failure Persistence Storage'!FG55,0)","v":0},{"$f":"IF($D55=\"Full\",'Failure Persistence Storage'!FH55,0)","v":0},{"$f":"IF($D55=\"Full\",'Failure Persistence Storage'!FK55,0)","v":0},{"$f":"IF($D55=\"Full\",'Failure Persistence Storage'!FL55,0)","v":0},{"$f":"IF($D55=\"Full\",'Failure Persistence Storage'!FO55,0)","v":0},{"$f":"IF($D55=\"Full\",'Failure Persistence Storage'!FP55,0)","v":0},{"$f":"IF($D55=\"Full\",'Failure Persistence Storage'!FS55,0)","v":0},{"$f":"IF($D55=\"Full\",'Failure Persistence Storage'!FT55,0)","v":0},{"$f":"IF($D55=\"Full\",'Failure Persistence Storage'!FW55,0)","v":0},{"$f":"IF($D55=\"Full\",'Failure Persistence Storage'!FX55,0)","v":0},{"$f":"IF($D55=\"Full\",'Failure Persistence Storage'!GA55,0)","v":0},{"$f":"IF($D55=\"Full\",'Failure Persistence Storage'!GB55,0)","v":0},{"$f":"IF($D55=\"Full\",'Failure Persistence Storage'!GE55,0)","v":0},{"$f":"IF($D55=\"Full\",'Failure Persistence Storage'!GF55,0)","v":0},{"$f":"IF($D55=\"Full\",'Failure Persistence Storage'!GI55,0)","v":0},{"$f":"IF($D55=\"Full\",'Failure Persistence Storage'!GJ55,0)","v":0},{"$f":"IF($D55=\"Full\",'Failure Persistence Storage'!GM55,0)","v":0},{"$f":"IF($D55=\"Full\",'Failure Persistence Storage'!GN55,0)","v":0},{"$f":"IF($D55=\"Full\",'Failure Persistence Storage'!GQ55,0)","v":0},{"$f":"IF($D55=\"Full\",'Failure Persistence Storage'!GR55,0)","v":0},{"$f":"IF($D55=\"Full\",'Failure Persistence Storage'!GU55,0)","v":0},{"$f":"IF($D55=\"Full\",'Failure Persistence Storage'!GV55,0)","v":0},{"$f":"IF($D55=\"Full\",'Failure Persistence Storage'!GY55,0)","v":0},{"$f":"IF($D55=\"Full\",'Failure Persistence Storage'!GZ55,0)","v":0},{"$f":"IF($D55=\"Full\",'Failure Persistence Storage'!HC55,0)","v":0},{"$f":"IF($D55=\"Full\",'Failure Persistence Storage'!HD55,0)","v":0},{"$f":"IF($D55=\"Full\",'Failure Persistence Storage'!HG55,0)","v":0},{"$f":"IF($D55=\"Full\",'Failure Persistence Storage'!HH55,0)","v":0},{"$f":"IF($D55=\"Full\",'Failure Persistence Storage'!HK55,0)","v":0},{"$f":"IF($D55=\"Full\",'Failure Persistence Storage'!HL55,0)","v":0},{"$f":"IF($D55=\"Full\",'Failure Persistence Storage'!HO55,0)","v":0}]
[null,"Duty pump","Pump","Part",null,null,null,null,0.05,3,10,240,null,null,null,null,null,null,null,null,null,null,null,null,null,null,null,20.408163265306122,{"$f":"IF($D56=0,\" \",1/AB56)","v":4.9000000000000002E-2},{"$f":"IF($D56=0,\" \",IF(AB$37<5,$J56/5*AB$37,IF(AB$37<=90,MIN(($J56+($K56-$J56)/45*(AB$37-5)),$L56),$L56-($L56-MIN(($J56+($K56-$J56)/45*85),$L56))/5*(95-AB$37)))/AB56)","v":5.8799999999999998E-2},{"$f":"IF($D56=0,\" \",AB56*AD56)","v":1.2},{"$f":"IF($D56=0,\" \",1/($I56*(100-AF$37)/100))","v":20.833333333333329},{"$f":"IF($D56=0,\" \",1/AF56)","v":4.8000000000000008E-2},{"$f":"IF($D56=0,\" \",IF(AF$37<5,$J56/5*AF$37,IF(AF$37<=90,MIN(($J56+($K56-$J56)/45*(AF$37-5)),$L56),$L56-($L56-MIN(($J56+($K56-$J56)/45*85),$L56))/5*(95-AF$37)))/AF56)","v":0.11520000000000002},{"$f":"IF($D56=0,\" \",AF56*AH56)","v":2.4},21.276595744680851,{"$f":"IF($D56=0,\" \",1/AJ56)","v":4.7E-2},{"$f":"IF($D56=0,\" \",IF(AJ$37<5,$J56/5*AJ$37,IF(AJ$37<=90,MIN(($J56+($K56-$J56)/45*(AJ$37-5)),$L56),$L56-($L56-MIN(($J56+($K56-$J56)/45*85),$L56))/5*(95-AJ$37)))/AJ56)","v":0.14831111111111112},{"$f":"IF($D56=0,\" \",AJ56*AL56)","v":3.1555555555555554},21.739130434782606,{"$f":"IF($D56=0,\" \",1/AN56)","v":4.6000000000000006E-2},{"$f":"IF($D56=0,\" \",IF(AN$37<5,$J56/5*AN$37,IF(AN$37<=90,MIN(($J56+($K56-$J56)/45*(AN$37-5)),$L56),$L56-($L56-MIN(($J56+($K56-$J56)/45*85),$L56))/5*(95-AN$37)))/AN56)","v":0.1594666666666667},{"$f":"IF($D56=0,\" \",AN56*AP56)","v":3.4666666666666668},22.222222222222221,{"$f":"IF($D56=0,\" \",1/AR56)","v":4.4999999999999998E-2},{"$f":"IF($D56=0,\" \",IF(AR$37<5,$J56/5*AR$37,IF(AR$37<=90,MIN(($J56+($K56-$J56)/45*(AR$37-5)),$L56),$L56-($L56-MIN(($J56+($K56-$J56)/45*85),$L56))/5*(95-AR$37)))/AR56)","v":0.17},{"$f":"IF($D56=0,\" \",AR56*AT56)","v":3.7777777777777781},22.727272727272727,{"$f":"IF($D56=0,\" \",1/AV56)","v":4.4000000000000004E-2},{"$f":"IF($D56=0,\" \",IF(AV$37<5,$J56/5*AV$37,IF(AV$37<=90,MIN(($J56+($K56-$J56)/45*(AV$37-5)),$L56),$L56-($L56-MIN(($J56+($K56-$J56)/45*85),$L56))/5*(95-AV$37)))/AV56)","v":0.1799111111111111},{"$f":"IF($D56=0,\" \",AV56*AX56)","v":4.0888888888888886},23.255813953488374,{"$f":"IF($D56=0,\" \",1/AZ56)","v":4.2999999999999997E-2},{"$f":"IF($D56=0,\" \",IF(AZ$37<5,$J56/5*AZ$37,IF(AZ$37<=90,MIN(($J56+($K56-$J56)/45*(AZ$37-5)),$L56),$L56-($L56-MIN(($J56+($K56-$J56)/45*85),$L56))/5*(95-AZ$37)))/AZ56)","v":0.18920000000000001},{"$f":"IF($D56=0,\" \",AZ56*BB56)","v":4.4000000000000004},23.809523809523807,{"$f":"IF($D56=0,\" \",1/BD56)","v":4.2000000000000003E-2},{"$f":"IF($D56=0,\" \",IF(BD$37<5,$J56/5*BD$37,IF(BD$37<=90,MIN(($J56+($K56-$J56)/45*(BD$37-5)),$L56),$L56-($L56-MIN(($J56+($K56-$J56)/45*85),$L56))/5*(95-BD$37)))/BD56)","v":0.19786666666666669},{"$f":"IF($D56=0,\" \",BD56*BF56)","v":4.7111111111111112},24.390243902439018,{"$f":"IF($D56=0,\" \",1/BH56)","v":4.1000000000000009E-2},{"$f":"IF($D56=0,\" \",IF(BH$37<5,$J56/5*BH$37,IF(BH$37<=90,MIN(($J56+($K56-$J56)/45*(BH$37-5)),$L56),$L56-($L56-MIN(($J56+($K56-$J56)/45*85),$L56))/5*(95-BH$37)))/BH56)","v":0.20591111111111116},{"$f":"IF($D56=0,\" \",BH56*BJ56)","v":5.0222222222222221},25,{"$f":"IF($D56=0,\" \",1/BL56)","v":0.04},{"$f":"IF($D56=0,\" \",IF(BL$37<5,$J56/5*BL$37,IF(BL$37<=90,MIN(($J56+($K56-$J56)/45*(BL$37-5)),$L56),$L56-($L56-MIN(($J56+($K56-$J56)/45*85),$L56))/5*(95-BL$37)))/BL56)","v":0.21333333333333335},{"$f":"IF($D56=0,\" \",BL56*BN56)","v":5.3333333333333339},25.641025641025635,{"$f":"IF($D56=0,\" \",1/BP56)","v":3.9000000000000007E-2},{"$f":"IF($D56=0,\" \",IF(BP$37<5,$J56/5*BP$37,IF(BP$37<=90,MIN(($J56+($K56-$J56)/45*(BP$37-5)),$L56),$L56-($L56-MIN(($J56+($K56-$J56)/45*85),$L56))/5*(95-BP$37)))/BP56)","v":0.22013333333333338},{"$f":"IF($D56=0,\" \",BP56*BR56)","v":5.6444444444444439},26.315789473684205,{"$f":"IF($D56=0,\" \",1/BT56)","v":3.8000000000000006E-2},{"$f":"IF($D56=0,\" \",IF(BT$37<5,$J56/5*BT$37,IF(BT$37<=90,MIN(($J56+($K56-$J56)/45*(BT$37-5)),$L56),$L56-($L56-MIN(($J56+($K56-$J56)/45*85),$L56))/5*(95-BT$37)))/BT56)","v":0.22631111111111116},{"$f":"IF($D56=0,\" \",BT56*BV56)","v":5.9555555555555557},27.027027027027025,{"$f":"IF($D56=0,\" \",1/BX56)","v":3.7000000000000005E-2},{"$f":"IF($D56=0,\" \",IF(BX$37<5,$J56/5*BX$37,IF(BX$37<=90,MIN(($J56+($K56-$J56)/45*(BX$37-5)),$L56),$L56-($L56-MIN(($J56+($K56-$J56)/45*85),$L56))/5*(95-BX$37)))/BX56)","v":0.23186666666666669},{"$f":"IF($D56=0,\" \",BX56*BZ56)","v":6.2666666666666666},27.777777777777775,{"$f":"IF($D56=0,\" \",1/CB56)","v":3.6000000000000004E-2},{"$f":"IF($D56=0,\" \",IF(CB$37<5,$J56/5*CB$37,IF(CB$37<=90,MIN(($J56+($K56-$J56)/45*(CB$37-5)),$L56),$L56-($L56-MIN(($J56+($K56-$J56)/45*85),$L56))/5*(95-CB$37)))/CB56)","v":0.23680000000000001},{"$f":"IF($D56=0,\" \",CB56*CD56)","v":6.5777777777777775},28.571428571428569,{"$f":"IF($D56=0,\" \",1/CF56)","v":3.5000000000000003E-2},{"$f":"IF($D56=0,\" \",IF(CF$37<5,$J56/5*CF$37,IF(CF$37<=90,MIN(($J56+($K56-$J56)/45*(CF$37-5)),$L56),$L56-($L56-MIN(($J56+($K56-$J56)/45*85),$L56))/5*(95-CF$37)))/CF56)","v":0.24111111111111114},{"$f":"IF($D56=0,\" \",CF56*CH56)","v":6.8888888888888893},29.411764705882351,{"$f":"IF($D56=0,\" \",1/CJ56)","v":3.4000000000000002E-2},{"$f":"IF($D56=0,\" \",IF(CJ$37<5,$J56/5*CJ$37,IF(CJ$37<=90,MIN(($J56+($K56-$J56)/45*(CJ$37-5)),$L56),$L56-($L56-MIN(($J56+($K56-$J56)/45*85),$L56))/5*(95-CJ$37)))/CJ56)","v":0.24480000000000002},{"$f":"IF($D56=0,\" \",CJ56*CL56)","v":7.2},30.303030303030301,{"$f":"IF($D56=0,\" \",1/CN56)","v":3.3000000000000002E-2},{"$f":"IF($D56=0,\" \",IF(CN$37<5,$J56/5*CN$37,IF(CN$37<=90,MIN(($J56+($K56-$J56)/45*(CN$37-5)),$L56),$L56-($L56-MIN(($J56+($K56-$J56)/45*85),$L56))/5*(95-CN$37)))/CN56)","v":0.24786666666666668},{"$f":"IF($D56=0,\" \",CN56*CP56)","v":7.5111111111111111},{"$f":"IF($D56=0,\" \",1/($I56*(100-CR$37)/100))","v":31.25},{"$f":"IF($D56=0,\" \",1/CR56)","v":3.2000000000000001E-2},{"$f":"IF($D56=0,\" \",IF(CR$37<5,$J56/5*CR$37,IF(CR$37<=90,MIN(($J56+($K56-$J56)/45*(CR$37-5)),$L56),$L56-($L56-MIN(($J56+($K56-$J56)/45*85),$L56))/5*(95-CR$37)))/CR56)","v":0.2503111111111111},{"$f":"IF($D56=0,\" \",CR56*CT56)","v":7.822222222222222},32.258064516129032,{"$f":"IF($D56=0,\" \",1/CV56)","v":3.1E-2},{"$f":"IF($D56=0,\" \",IF(CV$37<5,$J56/5*CV$37,IF(CV$37<=90,MIN(($J56+($K56-$J56)/45*(CV$37-5)),$L56),$L56-($L56-MIN(($J56+($K56-$J56)/45*85),$L56))/5*(95-CV$37)))/CV56)","v":0.25213333333333332},{"$f":"IF($D56=0,\" \",CV56*CX56)","v":8.1333333333333329},33.333333333333336,{"$f":"IF($D56=0,\" \",1/CZ56)","v":0.03},{"$f":"IF($D56=0,\" \",IF(CZ$37<5,$J56/5*CZ$37,IF(CZ$37<=90,MIN(($J56+($K56-$J56)/45*(CZ$37-5)),$L56),$L56-($L56-MIN(($J56+($K56-$J56)/45*85),$L56))/5*(95-CZ$37)))/CZ56)","v":0.2533333333333333},{"$f":"IF($D56=0,\" \",CZ56*DB56)","v":8.4444444444444446},34.482758620689651,{"$f":"IF($D56=0,\" \",1/DD56)","v":2.9000000000000005E-2},{"$f":"IF($D56=0,\" \",IF(DD$37<5,$J56/5*DD$37,IF(DD$37<=90,MIN(($J56+($K56-$J56)/45*(DD$37-5)),$L56),$L56-($L56-MIN(($J56+($K56-$J56)/45*85),$L56))/5*(95-DD$37)))/DD56)","v":0.25391111111111114},{"$f":"IF($D56=0,\" \",DD56*DF56)","v":8.7555555555555564},35.714285714285708,{"$f":"IF($D56=0,\" \",1/DH56)","v":2.8000000000000004E-2},{"$f":"IF($D56=0,\" \",IF(DH$37<5,$J56/5*DH$37,IF(DH$37<=90,MIN(($J56+($K56-$J56)/45*(DH$37-5)),$L56),$L56-($L56-MIN(($J56+($K56-$J56)/45*85),$L56))/5*(95-DH$37)))/DH56)","v":0.25386666666666668},{"$f":"IF($D56=0,\" \",DH56*DJ56)","v":9.0666666666666664},37.037037037037031,{"$f":"IF($D56=0,\" \",1/DL56)","v":2.7000000000000003E-2},{"$f":"IF($D56=0,\" \",IF(DL$37<5,$J56/5*DL$37,IF(DL$37<=90,MIN(($J56+($K56-$J56)/45*(DL$37-5)),$L56),$L56-($L56-MIN(($J56+($K56-$J56)/45*85),$L56))/5*(95-DL$37)))/DL56)","v":0.25320000000000004},{"$f":"IF($D56=0,\" \",DL56*DN56)","v":9.3777777777777782},38.46153846153846,{"$f":"IF($D56=0,\" \",1/DP56)","v":2.6000000000000002E-2},{"$f":"IF($D56=0,\" \",IF(DP$37<5,$J56/5*DP$37,IF(DP$37<=90,MIN(($J56+($K56-$J56)/45*(DP$37-5)),$L56),$L56-($L56-MIN(($J56+($K56-$J56)/45*85),$L56))/5*(95-DP$37)))/DP56)","v":0.25191111111111114},{"$f":"IF($D56=0,\" \",DP56*DR56)","v":9.68888888888889},40,{"$f":"IF($D56=0,\" \",1/DT56)","v":2.5000000000000001E-2},{"$f":"IF($D56=0,\" \",IF(DT$37<5,$J56/5*DT$37,IF(DT$37<=90,MIN(($J56+($K56-$J56)/45*(DT$37-5)),$L56),$L56-($L56-MIN(($J56+($K56-$J56)/45*85),$L56))/5*(95-DT$37)))/DT56)","v":0.25},{"$f":"IF($D56=0,\" \",DT56*DV56)","v":10},41.666666666666657,{"$f":"IF($D56=0,\" \",1/DX56)","v":2.4000000000000004E-2},{"$f":"IF($D56=0,\" \",IF(DX$37<5,$J56/5*DX$37,IF(DX$37<=90,MIN(($J56+($K56-$J56)/45*(DX$37-5)),$L56),$L56-($L56-MIN(($J56+($K56-$J56)/45*85),$L56))/5*(95-DX$37)))/DX56)","v":0.2474666666666667},{"$f":"IF($D56=0,\" \",DX56*DZ56)","v":10.31111111111111},43.478260869565212,{"$f":"IF($D56=0,\" \",1/EB56)","v":2.3000000000000003E-2},{"$f":"IF($D56=0,\" \",IF(EB$37<5,$J56/5*EB$37,IF(EB$37<=90,MIN(($J56+($K56-$J56)/45*(EB$37-5)),$L56),$L56-($L56-MIN(($J56+($K56-$J56)/45*85),$L56))/5*(95-EB$37)))/EB56)","v":0.24431111111111117},{"$f":"IF($D56=0,\" \",EB56*ED56)","v":10.622222222222224},45.454545454545453,{"$f":"IF($D56=0,\" \",1/EF56)","v":2.2000000000000002E-2},{"$f":"IF($D56=0,\" \",IF(EF$37<5,$J56/5*EF$37,IF(EF$37<=90,MIN(($J56+($K56-$J56)/45*(EF$37-5)),$L56),$L56-($L56-MIN(($J56+($K56-$J56)/45*85),$L56))/5*(95-EF$37)))/EF56)","v":0.24053333333333335},{"$f":"IF($D56=0,\" \",EF56*EH56)","v":10.933333333333334},47.619047619047613,{"$f":"IF($D56=0,\" \",1/EJ56)","v":2.1000000000000001E-2},{"$f":"IF($D56=0,\" \",IF(EJ$37<5,$J56/5*EJ$37,IF(EJ$37<=90,MIN(($J56+($K56-$J56)/45*(EJ$37-5)),$L56),$L56-($L56-MIN(($J56+($K56-$J56)/45*85),$L56))/5*(95-EJ$37)))/EJ56)","v":0.23613333333333339},{"$f":"IF($D56=0,\" \",EJ56*EL56)","v":11.244444444444445},50,{"$f":"IF($D56=0,\" \",1/EN56)","v":0.02},{"$f":"IF($D56=0,\" \",IF(EN$37<5,$J56/5*EN$37,IF(EN$37<=90,MIN(($J56+($K56-$J56)/45*(EN$37-5)),$L56),$L56-($L56-MIN(($J56+($K56-$J56)/45*85),$L56))/5*(95-EN$37)))/EN56)","v":0.2311111111111111},{"$f":"IF($D56=0,\" \",EN56*EP56)","v":11.555555555555555},52.631578947368411,{"$f":"IF($D56=0,\" \",1/ER56)","v":1.9000000000000003E-2},{"$f":"IF($D56=0,\" \",IF(ER$37<5,$J56/5*ER$37,IF(ER$37<=90,MIN(($J56+($K56-$J56)/45*(ER$37-5)),$L56),$L56-($L56-MIN(($J56+($K56-$J56)/45*85),$L56))/5*(95-ER$37)))/ER56)","v":0.22546666666666673},{"$f":"IF($D56=0,\" \",ER56*ET56)","v":11.866666666666667},55.55555555555555,{"$f":"IF($D56=0,\" \",1/EV56)","v":1.8000000000000002E-2},{"$f":"IF($D56=0,\" \",IF(EV$37<5,$J56/5*EV$37,IF(EV$37<=90,MIN(($J56+($K56-$J56)/45*(EV$37-5)),$L56),$L56-($L56-MIN(($J56+($K56-$J56)/45*85),$L56))/5*(95-EV$37)))/EV56)","v":0.21920000000000001},{"$f":"IF($D56=0,\" \",EV56*EX56)","v":12.177777777777777},58.823529411764703,{"$f":"IF($D56=0,\" \",1/EZ56)","v":1.7000000000000001E-2},{"$f":"IF($D56=0,\" \",IF(EZ$37<5,$J56/5*EZ$37,IF(EZ$37<=90,MIN(($J56+($K56-$J56)/45*(EZ$37-5)),$L56),$L56-($L56-MIN(($J56+($K56-$J56)/45*85),$L56))/5*(95-EZ$37)))/EZ56)","v":0.21231111111111112},{"$f":"IF($D56=0,\" \",EZ56*FB56)","v":12.488888888888889},{"$f":"IF($D56=0,\" \",1/($I56*(100-FD$37)/100))","v":62.5},{"$f":"IF($D56=0,\" \",1/FD56)","v":1.6E-2},{"$f":"IF($D56=0,\" \",IF(FD$37<5,$J56/5*FD$37,IF(FD$37<=90,MIN(($J56+($K56-$J56)/45*(FD$37-5)),$L56),$L56-($L56-MIN(($J56+($K56-$J56)/45*85),$L56))/5*(95-FD$37)))/FD56)","v":0.20480000000000001},{"$f":"IF($D56=0,\" \",FD56*FF56)","v":12.8},66.666666666666671,{"$f":"IF($D56=0,\" \",1/FH56)","v":1.4999999999999999E-2},{"$f":"IF($D56=0,\" \",IF(FH$37<5,$J56/5*FH$37,IF(FH$37<=90,MIN(($J56+($K56-$J56)/45*(FH$37-5)),$L56),$L56-($L56-MIN(($J56+($K56-$J56)/45*85),$L56))/5*(95-FH$37)))/FH56)","v":0.19666666666666666},{"$f":"IF($D56=0,\" \",FH56*FJ56)","v":13.111111111111111},71.428571428571416,{"$f":"IF($D56=0,\" \",1/FL56)","v":1.4000000000000002E-2},{"$f":"IF($D56=0,\" \",IF(FL$37<5,$J56/5*FL$37,IF(FL$37<=90,MIN(($J56+($K56-$J56)/45*(FL$37-5)),$L56),$L56-($L56-MIN(($J56+($K56-$J56)/45*85),$L56))/5*(95-FL$37)))/FL56)","v":0.18791111111111114},{"$f":"IF($D56=0,\" \",FL56*FN56)","v":13.422222222222222},76.92307692307692,{"$f":"IF($D56=0,\" \",1/FP56)","v":1.3000000000000001E-2},{"$f":"IF($D56=0,\" \",IF(FP$37<5,$J56/5*FP$37,IF(FP$37<=90,MIN(($J56+($K56-$J56)/45*(FP$37-5)),$L56),$L56-($L56-MIN(($J56+($K56-$J56)/45*85),$L56))/5*(95-FP$37)))/FP56)","v":0.17853333333333335},{"$f":"IF($D56=0,\" \",FP56*FR56)","v":13.733333333333334},83.333333333333314,{"$f":"IF($D56=0,\" \",1/FT56)","v":1.2000000000000002E-2},{"$f":"IF($D56=0,\" \",IF(FT$37<5,$J56/5*FT$37,IF(FT$37<=90,MIN(($J56+($K56-$J56)/45*(FT$37-5)),$L56),$L56-($L56-MIN(($J56+($K56-$J56)/45*85),$L56))/5*(95-FT$37)))/FT56)","v":0.16853333333333337},{"$f":"IF($D56=0,\" \",FT56*FV56)","v":14.044444444444444},90.909090909090907,{"$f":"IF($D56=0,\" \",1/FX56)","v":1.1000000000000001E-2},{"$f":"IF($D56=0,\" \",IF(FX$37<5,$J56/5*FX$37,IF(FX$37<=90,MIN(($J56+($K56-$J56)/45*(FX$37-5)),$L56),$L56-($L56-MIN(($J56+($K56-$J56)/45*85),$L56))/5*(95-FX$37)))/FX56)","v":0.15791111111111111},{"$f":"IF($D56=0,\" \",FX56*FZ56)","v":14.355555555555556},100,{"$f":"IF($D56=0,\" \",1/GB56)","v":0.01},{"$f":"IF($D56=0,\" \",IF(GB$37<5,$J56/5*GB$37,IF(GB$37<=90,MIN(($J56+($K56-$J56)/45*(GB$37-5)),$L56),$L56-($L56-MIN(($J56+($K56-$J56)/45*85),$L56))/5*(95-GB$37)))/GB56)","v":0.14666666666666667},{"$f":"IF($D56=0,\" \",GB56*GD56)","v":14.666666666666666},111.1111111111111,{"$f":"IF($D56=0,\" \",1/GF56)","v":9.0000000000000011E-3},{"$f":"IF($D56=0,\" \",IF(GF$37<5,$J56/5*GF$37,IF(GF$37<=90,MIN(($J56+($K56-$J56)/45*(GF$37-5)),$L56),$L56-($L56-MIN(($J56+($K56-$J56)/45*85),$L56))/5*(95-GF$37)))/GF56)","v":0.1348},{"$f":"IF($D56=0,\" \",GF56*GH56)","v":14.977777777777776},125,{"$f":"IF($D56=0,\" \",1/GJ56)","v":8.0000000000000002E-3},{"$f":"IF($D56=0,\" \",IF(GJ$37<5,$J56/5*GJ$37,IF(GJ$37<=90,MIN(($J56+($K56-$J56)/45*(GJ$37-5)),$L56),$L56-($L56-MIN(($J56+($K56-$J56)/45*85),$L56))/5*(95-GJ$37)))/GJ56)","v":0.12231111111111112},{"$f":"IF($D56=0,\" \",GJ56*GL56)","v":15.28888888888889},142.85714285714283,{"$f":"IF($D56=0,\" \",1/GN56)","v":7.000000000000001E-3},{"$f":"IF($D56=0,\" \",IF(GN$37<5,$J56/5*GN$37,IF(GN$37<=90,MIN(($J56+($K56-$J56)/45*(GN$37-5)),$L56),$L56-($L56-MIN(($J56+($K56-$J56)/45*85),$L56))/5*(95-GN$37)))/GN56)","v":0.10920000000000002},{"$f":"IF($D56=0,\" \",GN56*GP56)","v":15.6},166.66666666666663,{"$f":"IF($D56=0,\" \",1/GR56)","v":6.000000000000001E-3},{"$f":"IF($D56=0,\" \",IF(GR$37<5,$J56/5*GR$37,IF(GR$37<=90,MIN(($J56+($K56-$J56)/45*(GR$37-5)),$L56),$L56-($L56-MIN(($J56+($K56-$J56)/45*85),$L56))/5*(95-GR$37)))/GR56)","v":9.5466666666666686E-2},{"$f":"IF($D56=0,\" \",GR56*GT56)","v":15.911111111111111},200,{"$f":"IF($D56=0,\" \",1/GV56)","v":5.0000000000000001E-3},{"$f":"IF($D56=0,\" \",IF(GV$37<5,$J56/5*GV$37,IF(GV$37<=90,MIN(($J56+($K56-$J56)/45*(GV$37-5)),$L56),$L56-($L56-MIN(($J56+($K56-$J56)/45*85),$L56))/5*(95-GV$37)))/GV56)","v":8.1111111111111106E-2},{"$f":"IF($D56=0,\" \",GV56*GX56)","v":16.222222222222221},250,{"$f":"IF($D56=0,\" \",1/GZ56)","v":4.0000000000000001E-3},{"$f":"IF($D56=0,\" \",IF(GZ$37<5,$J56/5*GZ$37,IF(GZ$37<=90,MIN(($J56+($K56-$J56)/45*(GZ$37-5)),$L56),$L56-($L56-MIN(($J56+($K56-$J56)/45*85),$L56))/5*(95-GZ$37)))/GZ56)","v":0.42293333333333338},{"$f":"IF($D56=0,\" \",GZ56*HB56)","v":105.73333333333335},333.33333333333326,{"$f":"IF($D56=0,\" \",1/HD56)","v":3.0000000000000005E-3},{"$f":"IF($D56=0,\" \",IF(HD$37<5,$J56/5*HD$37,IF(HD$37<=90,MIN(($J56+($K56-$J56)/45*(HD$37-5)),$L56),$L56-($L56-MIN(($J56+($K56-$J56)/45*85),$L56))/5*(95-HD$37)))/HD56)","v":0.58573333333333344},{"$f":"IF($D56=0,\" \",HD56*HF56)","v":195.24444444444444},500,{"$f":"IF($D56=0,\" \",1/HH56)","v":2E-3},{"$f":"IF($D56=0,\" \",IF(HH$37<5,$J56/5*HH$37,IF(HH$37<=90,MIN(($J56+($K56-$J56)/45*(HH$37-5)),$L56),$L56-($L56-MIN(($J56+($K56-$J56)/45*85),$L56))/5*(95-HH$37)))/HH56)","v":0.56951111111111108},{"$f":"IF($D56=0,\" \",HH56*HJ56)","v":284.75555555555553},1000,{"$f":"IF($D56=0,\" \",1/HL56)","v":1E-3},{"$f":"IF($D56=0,\" \",IF(HL$37<5,$J56/5*HL$37,IF(HL$37<=90,MIN(($J56+($K56-$J56)/45*(HL$37-5)),$L56),$L56-($L56-MIN(($J56+($K56-$J56)/45*85),$L56))/5*(95-HL$37)))/HL56)","v":0.37426666666666664},{"$f":"IF($D56=0,\" \",HL56*HN56)","v":374.26666666666665},null,{"$f":"IF($D56=\"Full\",'Failure Persistence Storage'!AB56,0)","v":0},{"$f":"IF($D56=\"Full\",'Failure Persistence Storage'!AE56,0)","v":0},{"$f":"IF($D56=\"Full\",'Failure Persistence Storage'!AF56,0)","v":0},{"$f":"IF($D56=\"Full\",'Failure Persistence Storage'!AI56,0)","v":0},{"$f":"IF($D56=\"Full\",'Failure Persistence Storage'!AJ56,0)","v":0},{"$f":"IF($D56=\"Full\",'Failure Persistence Storage'!AM56,0)","v":0},{"$f":"IF($D56=\"Full\",'Failure Persistence Storage'!AN56,0)","v":0},{"$f":"IF($D56=\"Full\",'Failure Persistence Storage'!AQ56,0)","v":0},{"$f":"IF($D56=\"Full\",'Failure Persistence Storage'!AR56,0)","v":0},{"$f":"IF($D56=\"Full\",'Failure Persistence Storage'!AU56,0)","v":0},{"$f":"IF($D56=\"Full\",'Failure Persistence Storage'!AV56,0)","v":0},{"$f":"IF($D56=\"Full\",'Failure Persistence Storage'!AY56,0)","v":0},{"$f":"IF($D56=\"Full\",'Failure Persistence Storage'!AZ56,0)","v":0},{"$f":"IF($D56=\"Full\",'Failure Persistence Storage'!BC56,0)","v":0},{"$f":"IF($D56=\"Full\",'Failure Persistence Storage'!BD56,0)","v":0},{"$f":"IF($D56=\"Full\",'Failure Persistence Storage'!BG56,0)","v":0},{"$f":"IF($D56=\"Full\",'Failure Persistence Storage'!BH56,0)","v":0},{"$f":"IF($D56=\"Full\",'Failure Persistence Storage'!BK56,0)","v":0},{"$f":"IF($D56=\"Full\",'Failure Persistence Storage'!BL56,0)","v":0},{"$f":"IF($D56=\"Full\",'Failure Persistence Storage'!BO56,0)","v":0},{"$f":"IF($D56=\"Full\",'Failure Persistence Storage'!BP56,0)","v":0},{"$f":"IF($D56=\"Full\",'Failure Persistence Storage'!BS56,0)","v":0},{"$f":"IF($D56=\"Full\",'Failure Persistence Storage'!BT56,0)","v":0},{"$f":"IF($D56=\"Full\",'Failure Persistence Storage'!BW56,0)","v":0},{"$f":"IF($D56=\"Full\",'Failure Persistence Storage'!BX56,0)","v":0},{"$f":"IF($D56=\"Full\",'Failure Persistence Storage'!CA56,0)","v":0},{"$f":"IF($D56=\"Full\",'Failure Persistence Storage'!CB56,0)","v":0},{"$f":"IF($D56=\"Full\",'Failure Persistence Storage'!CE56,0)","v":0},{"$f":"IF($D56=\"Full\",'Failure Persistence Storage'!CF56,0)","v":0},{"$f":"IF($D56=\"Full\",'Failure Persistence Storage'!CI56,0)","v":0},{"$f":"IF($D56=\"Full\",'Failure Persistence Storage'!CJ56,0)","v":0},{"$f":"IF($D56=\"Full\",'Failure Persistence Storage'!CM56,0)","v":0},{"$f":"IF($D56=\"Full\",'Failure Persistence Storage'!CN56,0)","v":0},{"$f":"IF($D56=\"Full\",'Failure Persistence Storage'!CQ56,0)","v":0},{"$f":"IF($D56=\"Full\",'Failure Persistence Storage'!CR56,0)","v":0},{"$f":"IF($D56=\"Full\",'Failure Persistence Storage'!CU56,0)","v":0},{"$f":"IF($D56=\"Full\",'Failure Persistence Storage'!CV56,0)","v":0},{"$f":"IF($D56=\"Full\",'Failure Persistence Storage'!CY56,0)","v":0},{"$f":"IF($D56=\"Full\",'Failure Persistence Storage'!CZ56,0)","v":0},{"$f":"IF($D56=\"Full\",'Failure Persistence Storage'!DC56,0)","v":0},{"$f":"IF($D56=\"Full\",'Failure Persistence Storage'!DD56,0)","v":0},{"$f":"IF($D56=\"Full\",'Failure Persistence Storage'!DG56,0)","v":0},{"$f":"IF($D56=\"Full\",'Failure Persistence Storage'!DH56,0)","v":0},{"$f":"IF($D56=\"Full\",'Failure Persistence Storage'!DK56,0)","v":0},{"$f":"IF($D56=\"Full\",'Failure Persistence Storage'!DL56,0)","v":0},{"$f":"IF($D56=\"Full\",'Failure Persistence Storage'!DO56,0)","v":0},{"$f":"IF($D56=\"Full\",'Failure Persistence Storage'!DP56,0)","v":0},{"$f":"IF($D56=\"Full\",'Failure Persistence Storage'!DS56,0)","v":0},{"$f":"IF($D56=\"Full\",'Failure Persistence Storage'!DT56,0)","v":0},{"$f":"IF($D56=\"Full\",'Failure Persistence Storage'!DW56,0)","v":0},{"$f":"IF($D56=\"Full\",'Failure Persistence Storage'!DX56,0)","v":0},{"$f":"IF($D56=\"Full\",'Failure Persistence Storage'!EA56,0)","v":0},{"$f":"IF($D56=\"Full\",'Failure Persistence Storage'!EB56,0)","v":0},{"$f":"IF($D56=\"Full\",'Failure Persistence Storage'!EE56,0)","v":0},{"$f":"IF($D56=\"Full\",'Failure Persistence Storage'!EF56,0)","v":0},{"$f":"IF($D56=\"Full\",'Failure Persistence Storage'!EI56,0)","v":0},{"$f":"IF($D56=\"Full\",'Failure Persistence Storage'!EJ56,0)","v":0},{"$f":"IF($D56=\"Full\",'Failure Persistence Storage'!EM56,0)","v":0},{"$f":"IF($D56=\"Full\",'Failure Persistence Storage'!EN56,0)","v":0},{"$f":"IF($D56=\"Full\",'Failure Persistence Storage'!EQ56,0)","v":0},{"$f":"IF($D56=\"Full\",'Failure Persistence Storage'!ER56,0)","v":0},{"$f":"IF($D56=\"Full\",'Failure Persistence Storage'!EU56,0)","v":0},{"$f":"IF($D56=\"Full\",'Failure Persistence Storage'!EV56,0)","v":0},{"$f":"IF($D56=\"Full\",'Failure Persistence Storage'!EY56,0)","v":0},{"$f":"IF($D56=\"Full\",'Failure Persistence Storage'!EZ56,0)","v":0},{"$f":"IF($D56=\"Full\",'Failure Persistence Storage'!FC56,0)","v":0},{"$f":"IF($D56=\"Full\",'Failure Persistence Storage'!FD56,0)","v":0},{"$f":"IF($D56=\"Full\",'Failure Persistence Storage'!FG56,0)","v":0},{"$f":"IF($D56=\"Full\",'Failure Persistence Storage'!FH56,0)","v":0},{"$f":"IF($D56=\"Full\",'Failure Persistence Storage'!FK56,0)","v":0},{"$f":"IF($D56=\"Full\",'Failure Persistence Storage'!FL56,0)","v":0},{"$f":"IF($D56=\"Full\",'Failure Persistence Storage'!FO56,0)","v":0},{"$f":"IF($D56=\"Full\",'Failure Persistence Storage'!FP56,0)","v":0},{"$f":"IF($D56=\"Full\",'Failure Persistence Storage'!FS56,0)","v":0},{"$f":"IF($D56=\"Full\",'Failure Persistence Storage'!FT56,0)","v":0},{"$f":"IF($D56=\"Full\",'Failure Persistence Storage'!FW56,0)","v":0},{"$f":"IF($D56=\"Full\",'Failure Persistence Storage'!FX56,0)","v":0},{"$f":"IF($D56=\"Full\",'Failure Persistence Storage'!GA56,0)","v":0},{"$f":"IF($D56=\"Full\",'Failure Persistence Storage'!GB56,0)","v":0},{"$f":"IF($D56=\"Full\",'Failure Persistence Storage'!GE56,0)","v":0},{"$f":"IF($D56=\"Full\",'Failure Persistence Storage'!GF56,0)","v":0},{"$f":"IF($D56=\"Full\",'Failure Persistence Storage'!GI56,0)","v":0},{"$f":"IF($D56=\"Full\",'Failure Persistence Storage'!GJ56,0)","v":0},{"$f":"IF($D56=\"Full\",'Failure Persistence Storage'!GM56,0)","v":0},{"$f":"IF($D56=\"Full\",'Failure Persistence Storage'!GN56,0)","v":0},{"$f":"IF($D56=\"Full\",'Failure Persistence Storage'!GQ56,0)","v":0},{"$f":"IF($D56=\"Full\",'Failure Persistence Storage'!GR56,0)","v":0},{"$f":"IF($D56=\"Full\",'Failure Persistence Storage'!GU56,0)","v":0},{"$f":"IF($D56=\"Full\",'Failure Persistence Storage'!GV56,0)","v":0},{"$f":"IF($D56=\"Full\",'Failure Persistence Storage'!GY56,0)","v":0},{"$f":"IF($D56=\"Full\",'Failure Persistence Storage'!GZ56,0)","v":0},{"$f":"IF($D56=\"Full\",'Failure Persistence Storage'!HC56,0)","v":0},{"$f":"IF($D56=\"Full\",'Failure Persistence Storage'!HD56,0)","v":0},{"$f":"IF($D56=\"Full\",'Failure Persistence Storage'!HG56,0)","v":0},{"$f":"IF($D56=\"Full\",'Failure Persistence Storage'!HH56,0)","v":0},{"$f":"IF($D56=\"Full\",'Failure Persistence Storage'!HK56,0)","v":0},{"$f":"IF($D56=\"Full\",'Failure Persistence Storage'!HL56,0)","v":0},{"$f":"IF($D56=\"Full\",'Failure Persistence Storage'!HO56,0)","v":0}]
[null,"Duty pump motor ","Pump","Part",null,null,null,null,8.2400000000000001E-2,8,15,22,null,null,null,null,null,null,null,null,null,null,null,null,null,null,null,12.383594214384782,8.0752000000000004E-2,0.25840640000000004,3.2,12.641585760517797,7.9104000000000008E-2,0.50626560000000009,6.4,12.910555670316048,7.7456000000000011E-2,0.63169671111111114,8.155555555555555,13.191219924018574,7.5808E-2,0.64184106666666663,8.4666666666666668,13.484358144552319,7.4160000000000004E-2,0.65096000000000009,8.7777777777777786,13.790820829655782,7.2511999999999993E-2,0.65905351111111099,9.0888888888888886,14.111537593136148,7.0863999999999996E-2,0.66612159999999998,9.4,14.447526583448914,6.9216E-2,0.67216426666666673,9.7111111111111121,14.799905280606204,6.7568000000000003E-2,0.67718151111111113,10.022222222222222,15.169902912621358,6.5920000000000006E-2,0.68117333333333341,10.333333333333334,15.558874782175755,6.4271999999999996E-2,0.68413973333333322,10.644444444444444,15.968318855390905,6.2623999999999999E-2,0.68608071111111113,10.955555555555556,16.399895040671741,6.0975999999999995E-2,0.68699626666666658,11.266666666666666,16.855447680690396,5.9328000000000013E-2,0.68688640000000012,11.577777777777778,17.337031900138697,5.7679999999999995E-2,0.68575111111111109,11.888888888888889,17.846944603083951,5.6032000000000005E-2,0.68359039999999993,12.199999999999998,18.387761106207709,5.4384000000000002E-2,0.68040426666666665,12.511111111111111,18.962378640776699,5.2735999999999998E-2,0.67619271111111112,12.822222222222223,19.57406827435014,5.1088000000000001E-2,0.67095573333333336,13.133333333333333,20.226537216828479,4.9439999999999998E-2,0.66469333333333336,13.444444444444445,20.92400401740877,4.7792000000000001E-2,0.65740551111111123,13.755555555555556,21.671289875173372,4.6143999999999998E-2,0.64909226666666664,14.066666666666666,22.473930240920531,4.4496000000000001E-2,0.63975360000000003,14.377777777777778,23.338312173263631,4.2847999999999997E-2,0.62938951111111108,14.688888888888888,24.271844660194173,4.1200000000000001E-2,0.61799999999999999,14.999999999999998,25.283171521035595,3.9552000000000004E-2,0.60558506666666667,15.311111111111108,26.382439848037148,3.7904E-2,0.59214471111111111,15.622222222222224,27.581641659311565,3.6255999999999997E-2,0.57767893333333331,15.933333333333334,28.895053166897828,3.4608E-2,0.56218773333333338,16.244444444444447,30.339805825242717,3.2960000000000003E-2,0.54567111111111122,16.555555555555557,31.93663771078181,3.1312E-2,0.5281290666666667,16.866666666666667,33.710895361380793,2.9664000000000006E-2,0.50956160000000006,17.177777777777777,35.693889206167903,2.8016000000000003E-2,0.48996871111111107,17.488888888888887,37.924757281553397,2.6367999999999999E-2,0.46935040000000006,17.8,40.453074433656958,2.4719999999999999E-2,0.44770666666666664,18.111111111111111,43.342579750346744,2.3071999999999999E-2,0.42503751111111115,18.422222222222224,46.676624346527262,2.1423999999999999E-2,0.40134293333333332,18.733333333333334,50.566343042071189,1.9776000000000002E-2,0.37662293333333341,19.044444444444444,55.16328331862313,1.8127999999999998E-2,0.35087751111111104,19.355555555555554,60.679611650485434,1.6480000000000002E-2,0.32410666666666665,19.666666666666664,67.421790722761585,1.4832000000000003E-2,0.29631040000000003,19.977777777777778,75.849514563106794,1.3184E-2,0.26748871111111117,20.288888888888891,86.685159500693487,1.1535999999999999E-2,0.23764160000000001,20.6,101.13268608414238,9.888000000000001E-3,0.2067690666666667,20.911111111111111,121.35922330097087,8.2400000000000008E-3,0.17487111111111112,21.222222222222221,151.69902912621359,6.5919999999999998E-3,0.14194773333333333,21.533333333333331,202.26537216828476,4.9440000000000005E-3,0.10799893333333335,21.844444444444445,303.39805825242718,3.2959999999999999E-3,7.3024711111111112E-2,22.155555555555555,606.79611650485435,1.6479999999999999E-3,3.7025066666666669E-2,22.466666666666669,null,{"$f":"IF($D57=\"Full\",'Failure Persistence Storage'!AB57,0)","v":0},{"$f":"IF($D57=\"Full\",'Failure Persistence Storage'!AE57,0)","v":0},{"$f":"IF($D57=\"Full\",'Failure Persistence Storage'!AF57,0)","v":0},{"$f":"IF($D57=\"Full\",'Failure Persistence Storage'!AI57,0)","v":0},{"$f":"IF($D57=\"Full\",'Failure Persistence Storage'!AJ57,0)","v":0},{"$f":"IF($D57=\"Full\",'Failure Persistence Storage'!AM57,0)","v":0},{"$f":"IF($D57=\"Full\",'Failure Persistence Storage'!AN57,0)","v":0},{"$f":"IF($D57=\"Full\",'Failure Persistence Storage'!AQ57,0)","v":0},{"$f":"IF($D57=\"Full\",'Failure Persistence Storage'!AR57,0)","v":0},{"$f":"IF($D57=\"Full\",'Failure Persistence Storage'!AU57,0)","v":0},{"$f":"IF($D57=\"Full\",'Failure Persistence Storage'!AV57,0)","v":0},{"$f":"IF($D57=\"Full\",'Failure Persistence Storage'!AY57,0)","v":0},{"$f":"IF($D57=\"Full\",'Failure Persistence Storage'!AZ57,0)","v":0},{"$f":"IF($D57=\"Full\",'Failure Persistence Storage'!BC57,0)","v":0},{"$f":"IF($D57=\"Full\",'Failure Persistence Storage'!BD57,0)","v":0},{"$f":"IF($D57=\"Full\",'Failure Persistence Storage'!BG57,0)","v":0},{"$f":"IF($D57=\"Full\",'Failure Persistence Storage'!BH57,0)","v":0},{"$f":"IF($D57=\"Full\",'Failure Persistence Storage'!BK57,0)","v":0},{"$f":"IF($D57=\"Full\",'Failure Persistence Storage'!BL57,0)","v":0},{"$f":"IF($D57=\"Full\",'Failure Persistence Storage'!BO57,0)","v":0},{"$f":"IF($D57=\"Full\",'Failure Persistence Storage'!BP57,0)","v":0},{"$f":"IF($D57=\"Full\",'Failure Persistence Storage'!BS57,0)","v":0},{"$f":"IF($D57=\"Full\",'Failure Persistence Storage'!BT57,0)","v":0},{"$f":"IF($D57=\"Full\",'Failure Persistence Storage'!BW57,0)","v":0},{"$f":"IF($D57=\"Full\",'Failure Persistence Storage'!BX57,0)","v":0},{"$f":"IF($D57=\"Full\",'Failure Persistence Storage'!CA57,0)","v":0},{"$f":"IF($D57=\"Full\",'Failure Persistence Storage'!CB57,0)","v":0},{"$f":"IF($D57=\"Full\",'Failure Persistence Storage'!CE57,0)","v":0},{"$f":"IF($D57=\"Full\",'Failure Persistence Storage'!CF57,0)","v":0},{"$f":"IF($D57=\"Full\",'Failure Persistence Storage'!CI57,0)","v":0},{"$f":"IF($D57=\"Full\",'Failure Persistence Storage'!CJ57,0)","v":0},{"$f":"IF($D57=\"Full\",'Failure Persistence Storage'!CM57,0)","v":0},{"$f":"IF($D57=\"Full\",'Failure Persistence Storage'!CN57,0)","v":0},{"$f":"IF($D57=\"Full\",'Failure Persistence Storage'!CQ57,0)","v":0},{"$f":"IF($D57=\"Full\",'Failure Persistence Storage'!CR57,0)","v":0},{"$f":"IF($D57=\"Full\",'Failure Persistence Storage'!CU57,0)","v":0},{"$f":"IF($D57=\"Full\",'Failure Persistence Storage'!CV57,0)","v":0},{"$f":"IF($D57=\"Full\",'Failure Persistence Storage'!CY57,0)","v":0},{"$f":"IF($D57=\"Full\",'Failure Persistence Storage'!CZ57,0)","v":0},{"$f":"IF($D57=\"Full\",'Failure Persistence Storage'!DC57,0)","v":0},{"$f":"IF($D57=\"Full\",'Failure Persistence Storage'!DD57,0)","v":0},{"$f":"IF($D57=\"Full\",'Failure Persistence Storage'!DG57,0)","v":0},{"$f":"IF($D57=\"Full\",'Failure Persistence Storage'!DH57,0)","v":0},{"$f":"IF($D57=\"Full\",'Failure Persistence Storage'!DK57,0)","v":0},{"$f":"IF($D57=\"Full\",'Failure Persistence Storage'!DL57,0)","v":0},{"$f":"IF($D57=\"Full\",'Failure Persistence Storage'!DO57,0)","v":0},{"$f":"IF($D57=\"Full\",'Failure Persistence Storage'!DP57,0)","v":0},{"$f":"IF($D57=\"Full\",'Failure Persistence Storage'!DS57,0)","v":0},{"$f":"IF($D57=\"Full\",'Failure Persistence Storage'!DT57,0)","v":0},{"$f":"IF($D57=\"Full\",'Failure Persistence Storage'!DW57,0)","v":0},{"$f":"IF($D57=\"Full\",'Failure Persistence Storage'!DX57,0)","v":0},{"$f":"IF($D57=\"Full\",'Failure Persistence Storage'!EA57,0)","v":0},{"$f":"IF($D57=\"Full\",'Failure Persistence Storage'!EB57,0)","v":0},{"$f":"IF($D57=\"Full\",'Failure Persistence Storage'!EE57,0)","v":0},{"$f":"IF($D57=\"Full\",'Failure Persistence Storage'!EF57,0)","v":0},{"$f":"IF($D57=\"Full\",'Failure Persistence Storage'!EI57,0)","v":0},{"$f":"IF($D57=\"Full\",'Failure Persistence Storage'!EJ57,0)","v":0},{"$f":"IF($D57=\"Full\",'Failure Persistence Storage'!EM57,0)","v":0},{"$f":"IF($D57=\"Full\",'Failure Persistence Storage'!EN57,0)","v":0},{"$f":"IF($D57=\"Full\",'Failure Persistence Storage'!EQ57,0)","v":0},{"$f":"IF($D57=\"Full\",'Failure Persistence Storage'!ER57,0)","v":0},{"$f":"IF($D57=\"Full\",'Failure Persistence Storage'!EU57,0)","v":0},{"$f":"IF($D57=\"Full\",'Failure Persistence Storage'!EV57,0)","v":0},{"$f":"IF($D57=\"Full\",'Failure Persistence Storage'!EY57,0)","v":0},{"$f":"IF($D57=\"Full\",'Failure Persistence Storage'!EZ57,0)","v":0},{"$f":"IF($D57=\"Full\",'Failure Persistence Storage'!FC57,0)","v":0},{"$f":"IF($D57=\"Full\",'Failure Persistence Storage'!FD57,0)","v":0},{"$f":"IF($D57=\"Full\",'Failure Persistence Storage'!FG57,0)","v":0},{"$f":"IF($D57=\"Full\",'Failure Persistence Storage'!FH57,0)","v":0},{"$f":"IF($D57=\"Full\",'Failure Persistence Storage'!FK57,0)","v":0},{"$f":"IF($D57=\"Full\",'Failure Persistence Storage'!FL57,0)","v":0},{"$f":"IF($D57=\"Full\",'Failure Persistence Storage'!FO57,0)","v":0},{"$f":"IF($D57=\"Full\",'Failure Persistence Storage'!FP57,0)","v":0},{"$f":"IF($D57=\"Full\",'Failure Persistence Storage'!FS57,0)","v":0},{"$f":"IF($D57=\"Full\",'Failure Persistence Storage'!FT57,0)","v":0},{"$f":"IF($D57=\"Full\",'Failure Persistence Storage'!FW57,0)","v":0},{"$f":"IF($D57=\"Full\",'Failure Persistence Storage'!FX57,0)","v":0},{"$f":"IF($D57=\"Full\",'Failure Persistence Storage'!GA57,0)","v":0},{"$f":"IF($D57=\"Full\",'Failure Persistence Storage'!GB57,0)","v":0},{"$f":"IF($D57=\"Full\",'Failure Persistence Storage'!GE57,0)","v":0},{"$f":"IF($D57=\"Full\",'Failure Persistence Storage'!GF57,0)","v":0},{"$f":"IF($D57=\"Full\",'Failure Persistence Storage'!GI57,0)","v":0},{"$f":"IF($D57=\"Full\",'Failure Persistence Storage'!GJ57,0)","v":0},{"$f":"IF($D57=\"Full\",'Failure Persistence Storage'!GM57,0)","v":0},{"$f":"IF($D57=\"Full\",'Failure Persistence Storage'!GN57,0)","v":0},{"$f":"IF($D57=\"Full\",'Failure Persistence Storage'!GQ57,0)","v":0},{"$f":"IF($D57=\"Full\",'Failure Persistence Storage'!GR57,0)","v":0},{"$f":"IF($D57=\"Full\",'Failure Persistence Storage'!GU57,0)","v":0},{"$f":"IF($D57=\"Full\",'Failure Persistence Storage'!GV57,0)","v":0},{"$f":"IF($D57=\"Full\",'Failure Persistence Storage'!GY57,0)","v":0},{"$f":"IF($D57=\"Full\",'Failure Persistence Storage'!GZ57,0)","v":0},{"$f":"IF($D57=\"Full\",'Failure Persistence Storage'!HC57,0)","v":0},{"$f":"IF($D57=\"Full\",'Failure Persistence Storage'!HD57,0)","v":0},{"$f":"IF($D57=\"Full\",'Failure Persistence Storage'!HG57,0)","v":0},{"$f":"IF($D57=\"Full\",'Failure Persistence Storage'!HH57,0)","v":0},{"$f":"IF($D57=\"Full\",'Failure Persistence Storage'!HK57,0)","v":0},{"$f":"IF($D57=\"Full\",'Failure Persistence Storage'!HL57,0)","v":0},{"$f":"IF($D57=\"Full\",'Failure Persistence Storage'!HO57,0)","v":0}]
[null,"Duty pump reflux valve ","Pump","Part",null,null,null,null,5.7000000000000002E-3,2,8,16,null,null,null,null,null,null,null,null,null,null,null,null,null,null,null,179.01897601145723,5.5859999999999998E-3,4.4688000000000002E-3,0.8,182.7485380116959,5.4720000000000003E-3,8.7552000000000012E-3,1.6,186.63680477790217,5.3580000000000008E-3,1.1430400000000002E-2,2.1333333333333333,190.69412662090011,5.2439999999999995E-3,1.2585599999999997E-2,2.4,194.9317738791423,5.13E-3,1.3679999999999999E-2,2.6666666666666665,199.36204146730461,5.0160000000000005E-3,1.4713600000000002E-2,2.9333333333333336,203.99836801305588,4.9020000000000001E-3,1.5686400000000003E-2,3.2000000000000006,208.85547201336675,4.7879999999999997E-3,1.6598399999999999E-2,3.4666666666666663,213.94950791613178,4.6740000000000002E-3,1.7449600000000003E-2,3.7333333333333338,219.2982456140351,4.5599999999999998E-3,1.8239999999999999E-2,4,224.92127755285648,4.4460000000000003E-3,1.8969600000000003E-2,4.2666666666666666,230.84025854108958,4.3319999999999999E-3,1.9638399999999997E-2,4.5333333333333332,237.07918444760548,4.2180000000000004E-3,2.0246400000000001E-2,4.8,243.66471734892787,4.104E-3,2.0793599999999999E-2,5.0666666666666664,250.62656641604008,3.9900000000000005E-3,2.1280000000000004E-2,5.3333333333333339,257.99793601651186,3.8760000000000001E-3,2.1705599999999999E-2,5.6,265.8160552897395,3.7620000000000002E-3,2.2070400000000004E-2,5.866666666666668,274.12280701754383,3.6480000000000002E-3,2.2374399999999999E-2,6.1333333333333329,282.96547821165819,3.5339999999999998E-3,2.2617600000000002E-2,6.4000000000000012,292.3976608187134,3.4200000000000007E-3,2.2800000000000004E-2,6.666666666666667,302.48033877797945,3.3059999999999999E-3,2.29216E-2,6.9333333333333336,313.2832080200501,3.1920000000000004E-3,2.2982400000000004E-2,7.2,324.88628979857049,3.078E-3,2.29824E-2,7.4666666666666668,337.38191632928476,2.9640000000000001E-3,2.29216E-2,7.7333333333333334,350.87719298245611,2.8500000000000001E-3,2.2800000000000001E-2,8,365.4970760233918,2.7360000000000002E-3,2.2617599999999998E-2,8.2666666666666657,381.38825324180021,2.6219999999999998E-3,2.2374399999999996E-2,8.5333333333333332,398.72408293460921,2.5080000000000002E-3,2.2070400000000004E-2,8.8000000000000007,417.7109440267335,2.3939999999999999E-3,2.1705599999999999E-2,9.0666666666666664,438.59649122807019,2.2799999999999999E-3,2.1279999999999997E-2,9.3333333333333321,461.68051708217916,2.166E-3,2.0793599999999999E-2,9.6,487.32943469785573,2.052E-3,2.0246400000000001E-2,9.8666666666666671,515.99587203302372,1.9380000000000001E-3,1.96384E-2,10.133333333333333,548.24561403508767,1.8240000000000001E-3,1.8969600000000003E-2,10.4,584.79532163742681,1.7100000000000004E-3,1.8240000000000003E-2,10.666666666666666,626.56641604010019,1.5960000000000002E-3,1.7449600000000003E-2,10.933333333333334,674.76383265856953,1.482E-3,1.6598399999999999E-2,11.2,730.9941520467836,1.3680000000000001E-3,1.56864E-2,11.466666666666667,797.44816586921843,1.2540000000000001E-3,1.47136E-2,11.733333333333333,877.19298245614038,1.14E-3,1.3679999999999999E-2,12,974.65886939571146,1.026E-3,1.2585599999999999E-2,12.266666666666666,1096.4912280701753,9.1200000000000005E-4,1.14304E-2,12.533333333333333,1253.1328320802004,7.980000000000001E-4,1.0214400000000002E-2,12.8,1461.9883040935672,6.8400000000000004E-4,8.9376000000000004E-3,13.066666666666666,1754.3859649122808,5.6999999999999998E-4,7.6E-3,13.333333333333334,2192.9824561403507,4.5600000000000003E-4,6.5664000000000009E-3,14.4,2923.9766081871344,3.4200000000000002E-4,5.2896000000000002E-3,15.466666666666667,4385.9649122807014,2.2800000000000001E-4,3.7696000000000001E-3,16.533333333333331,8771.9298245614027,1.1400000000000001E-4,2.0064000000000002E-3,17.600000000000001,null,{"$f":"IF($D58=\"Full\",'Failure Persistence Storage'!AB58,0)","v":0},{"$f":"IF($D58=\"Full\",'Failure Persistence Storage'!AE58,0)","v":0},{"$f":"IF($D58=\"Full\",'Failure Persistence Storage'!AF58,0)","v":0},{"$f":"IF($D58=\"Full\",'Failure Persistence Storage'!AI58,0)","v":0},{"$f":"IF($D58=\"Full\",'Failure Persistence Storage'!AJ58,0)","v":0},{"$f":"IF($D58=\"Full\",'Failure Persistence Storage'!AM58,0)","v":0},{"$f":"IF($D58=\"Full\",'Failure Persistence Storage'!AN58,0)","v":0},{"$f":"IF($D58=\"Full\",'Failure Persistence Storage'!AQ58,0)","v":0},{"$f":"IF($D58=\"Full\",'Failure Persistence Storage'!AR58,0)","v":0},{"$f":"IF($D58=\"Full\",'Failure Persistence Storage'!AU58,0)","v":0},{"$f":"IF($D58=\"Full\",'Failure Persistence Storage'!AV58,0)","v":0},{"$f":"IF($D58=\"Full\",'Failure Persistence Storage'!AY58,0)","v":0},{"$f":"IF($D58=\"Full\",'Failure Persistence Storage'!AZ58,0)","v":0},{"$f":"IF($D58=\"Full\",'Failure Persistence Storage'!BC58,0)","v":0},{"$f":"IF($D58=\"Full\",'Failure Persistence Storage'!BD58,0)","v":0},{"$f":"IF($D58=\"Full\",'Failure Persistence Storage'!BG58,0)","v":0},{"$f":"IF($D58=\"Full\",'Failure Persistence Storage'!BH58,0)","v":0},{"$f":"IF($D58=\"Full\",'Failure Persistence Storage'!BK58,0)","v":0},{"$f":"IF($D58=\"Full\",'Failure Persistence Storage'!BL58,0)","v":0},{"$f":"IF($D58=\"Full\",'Failure Persistence Storage'!BO58,0)","v":0},{"$f":"IF($D58=\"Full\",'Failure Persistence Storage'!BP58,0)","v":0},{"$f":"IF($D58=\"Full\",'Failure Persistence Storage'!BS58,0)","v":0},{"$f":"IF($D58=\"Full\",'Failure Persistence Storage'!BT58,0)","v":0},{"$f":"IF($D58=\"Full\",'Failure Persistence Storage'!BW58,0)","v":0},{"$f":"IF($D58=\"Full\",'Failure Persistence Storage'!BX58,0)","v":0},{"$f":"IF($D58=\"Full\",'Failure Persistence Storage'!CA58,0)","v":0},{"$f":"IF($D58=\"Full\",'Failure Persistence Storage'!CB58,0)","v":0},{"$f":"IF($D58=\"Full\",'Failure Persistence Storage'!CE58,0)","v":0},{"$f":"IF($D58=\"Full\",'Failure Persistence Storage'!CF58,0)","v":0},{"$f":"IF($D58=\"Full\",'Failure Persistence Storage'!CI58,0)","v":0},{"$f":"IF($D58=\"Full\",'Failure Persistence Storage'!CJ58,0)","v":0},{"$f":"IF($D58=\"Full\",'Failure Persistence Storage'!CM58,0)","v":0},{"$f":"IF($D58=\"Full\",'Failure Persistence Storage'!CN58,0)","v":0},{"$f":"IF($D58=\"Full\",'Failure Persistence Storage'!CQ58,0)","v":0},{"$f":"IF($D58=\"Full\",'Failure Persistence Storage'!CR58,0)","v":0},{"$f":"IF($D58=\"Full\",'Failure Persistence Storage'!CU58,0)","v":0},{"$f":"IF($D58=\"Full\",'Failure Persistence Storage'!CV58,0)","v":0},{"$f":"IF($D58=\"Full\",'Failure Persistence Storage'!CY58,0)","v":0},{"$f":"IF($D58=\"Full\",'Failure Persistence Storage'!CZ58,0)","v":0},{"$f":"IF($D58=\"Full\",'Failure Persistence Storage'!DC58,0)","v":0},{"$f":"IF($D58=\"Full\",'Failure Persistence Storage'!DD58,0)","v":0},{"$f":"IF($D58=\"Full\",'Failure Persistence Storage'!DG58,0)","v":0},{"$f":"IF($D58=\"Full\",'Failure Persistence Storage'!DH58,0)","v":0},{"$f":"IF($D58=\"Full\",'Failure Persistence Storage'!DK58,0)","v":0},{"$f":"IF($D58=\"Full\",'Failure Persistence Storage'!DL58,0)","v":0},{"$f":"IF($D58=\"Full\",'Failure Persistence Storage'!DO58,0)","v":0},{"$f":"IF($D58=\"Full\",'Failure Persistence Storage'!DP58,0)","v":0},{"$f":"IF($D58=\"Full\",'Failure Persistence Storage'!DS58,0)","v":0},{"$f":"IF($D58=\"Full\",'Failure Persistence Storage'!DT58,0)","v":0},{"$f":"IF($D58=\"Full\",'Failure Persistence Storage'!DW58,0)","v":0},{"$f":"IF($D58=\"Full\",'Failure Persistence Storage'!DX58,0)","v":0},{"$f":"IF($D58=\"Full\",'Failure Persistence Storage'!EA58,0)","v":0},{"$f":"IF($D58=\"Full\",'Failure Persistence Storage'!EB58,0)","v":0},{"$f":"IF($D58=\"Full\",'Failure Persistence Storage'!EE58,0)","v":0},{"$f":"IF($D58=\"Full\",'Failure Persistence Storage'!EF58,0)","v":0},{"$f":"IF($D58=\"Full\",'Failure Persistence Storage'!EI58,0)","v":0},{"$f":"IF($D58=\"Full\",'Failure Persistence Storage'!EJ58,0)","v":0},{"$f":"IF($D58=\"Full\",'Failure Persistence Storage'!EM58,0)","v":0},{"$f":"IF($D58=\"Full\",'Failure Persistence Storage'!EN58,0)","v":0},{"$f":"IF($D58=\"Full\",'Failure Persistence Storage'!EQ58,0)","v":0},{"$f":"IF($D58=\"Full\",'Failure Persistence Storage'!ER58,0)","v":0},{"$f":"IF($D58=\"Full\",'Failure Persistence Storage'!EU58,0)","v":0},{"$f":"IF($D58=\"Full\",'Failure Persistence Storage'!EV58,0)","v":0},{"$f":"IF($D58=\"Full\",'Failure Persistence Storage'!EY58,0)","v":0},{"$f":"IF($D58=\"Full\",'Failure Persistence Storage'!EZ58,0)","v":0},{"$f":"IF($D58=\"Full\",'Failure Persistence Storage'!FC58,0)","v":0},{"$f":"IF($D58=\"Full\",'Failure Persistence Storage'!FD58,0)","v":0},{"$f":"IF($D58=\"Full\",'Failure Persistence Storage'!FG58,0)","v":0},{"$f":"IF($D58=\"Full\",'Failure Persistence Storage'!FH58,0)","v":0},{"$f":"IF($D58=\"Full\",'Failure Persistence Storage'!FK58,0)","v":0},{"$f":"IF($D58=\"Full\",'Failure Persistence Storage'!FL58,0)","v":0},{"$f":"IF($D58=\"Full\",'Failure Persistence Storage'!FO58,0)","v":0},{"$f":"IF($D58=\"Full\",'Failure Persistence Storage'!FP58,0)","v":0},{"$f":"IF($D58=\"Full\",'Failure Persistence Storage'!FS58,0)","v":0},{"$f":"IF($D58=\"Full\",'Failure Persistence Storage'!FT58,0)","v":0},{"$f":"IF($D58=\"Full\",'Failure Persistence Storage'!FW58,0)","v":0},{"$f":"IF($D58=\"Full\",'Failure Persistence Storage'!FX58,0)","v":0},{"$f":"IF($D58=\"Full\",'Failure Persistence Storage'!GA58,0)","v":0},{"$f":"IF($D58=\"Full\",'Failure Persistence Storage'!GB58,0)","v":0},{"$f":"IF($D58=\"Full\",'Failure Persistence Storage'!GE58,0)","v":0},{"$f":"IF($D58=\"Full\",'Failure Persistence Storage'!GF58,0)","v":0},{"$f":"IF($D58=\"Full\",'Failure Persistence Storage'!GI58,0)","v":0},{"$f":"IF($D58=\"Full\",'Failure Persistence Storage'!GJ58,0)","v":0},{"$f":"IF($D58=\"Full\",'Failure Persistence Storage'!GM58,0)","v":0},{"$f":"IF($D58=\"Full\",'Failure Persistence Storage'!GN58,0)","v":0},{"$f":"IF($D58=\"Full\",'Failure Persistence Storage'!GQ58,0)","v":0},{"$f":"IF($D58=\"Full\",'Failure Persistence Storage'!GR58,0)","v":0},{"$f":"IF($D58=\"Full\",'Failure Persistence Storage'!GU58,0)","v":0},{"$f":"IF($D58=\"Full\",'Failure Persistence Storage'!GV58,0)","v":0},{"$f":"IF($D58=\"Full\",'Failure Persistence Storage'!GY58,0)","v":0},{"$f":"IF($D58=\"Full\",'Failure Persistence Storage'!GZ58,0)","v":0},{"$f":"IF($D58=\"Full\",'Failure Persistence Storage'!HC58,0)","v":0},{"$f":"IF($D58=\"Full\",'Failure Persistence Storage'!HD58,0)","v":0},{"$f":"IF($D58=\"Full\",'Failure Persistence Storage'!HG58,0)","v":0},{"$f":"IF($D58=\"Full\",'Failure Persistence Storage'!HH58,0)","v":0},{"$f":"IF($D58=\"Full\",'Failure Persistence Storage'!HK58,0)","v":0},{"$f":"IF($D58=\"Full\",'Failure Persistence Storage'!HL58,0)","v":0},{"$f":"IF($D58=\"Full\",'Failure Persistence Storage'!HO58,0)","v":0}]
[null,"Swichboard duty pump circuit breaker","Pump","Part",null,null,null,null,4.1999999999999997E-3,2,4.7,7.4,null,null,null,null,null,null,null,null,null,null,null,null,null,null,null,242.95432458697766,4.1159999999999999E-3,3.2927999999999998E-3,0.8,248.01587301587301,4.032E-3,6.4512000000000007E-3,1.6,253.29280648429585,3.9480000000000001E-3,8.1328800000000003E-3,2.06,258.79917184265014,3.8639999999999994E-3,8.4235200000000003E-3,2.1800000000000006,264.55026455026456,3.7799999999999999E-3,8.6939999999999986E-3,2.2999999999999998,270.5627705627706,3.6959999999999996E-3,8.9443199999999987E-3,2.42,276.85492801771875,3.6119999999999998E-3,9.1744799999999987E-3,2.54,283.4467120181406,3.5279999999999999E-3,9.3844800000000006E-3,2.66,290.36004645760744,3.444E-3,9.5743200000000007E-3,2.7800000000000002,297.61904761904765,3.3599999999999997E-3,9.7439999999999992E-3,2.9,305.25030525030525,3.2759999999999998E-3,9.8935199999999994E-3,3.0199999999999996,313.28320802005015,3.1919999999999995E-3,1.002288E-2,3.14,321.7503217503218,3.1079999999999997E-3,1.0132079999999998E-2,3.26,330.68783068783068,3.0240000000000002E-3,1.022112E-2,3.38,340.13605442176873,2.9399999999999999E-3,1.0289999999999999E-2,3.5,350.140056022409,2.8559999999999996E-3,1.0338719999999999E-2,3.62,360.75036075036076,2.7720000000000002E-3,1.0367280000000001E-2,3.7400000000000007,372.02380952380952,2.6879999999999999E-3,1.0375680000000002E-2,3.8600000000000008,384.02457757296474,2.6039999999999995E-3,1.0363919999999999E-2,3.9800000000000004,396.82539682539681,2.5200000000000001E-3,1.0331999999999999E-2,4.0999999999999996,410.50903119868639,2.4359999999999998E-3,1.0279920000000001E-2,4.2200000000000006,425.1700680272109,2.3519999999999999E-3,1.0207679999999998E-2,4.34,440.91710758377434,2.2679999999999996E-3,1.0115279999999999E-2,4.4600000000000009,457.87545787545793,2.1839999999999997E-3,1.000272E-2,4.58,476.1904761904762,2.0999999999999999E-3,9.8700000000000003E-3,4.7,496.03174603174602,2.016E-3,9.717120000000001E-3,4.82,517.59834368530028,1.9319999999999997E-3,9.5440799999999999E-3,4.9400000000000004,541.12554112554119,1.8479999999999998E-3,9.3508800000000006E-3,5.0600000000000014,566.8934240362812,1.7639999999999999E-3,9.1375199999999997E-3,5.18,595.2380952380953,1.6799999999999999E-3,8.9040000000000005E-3,5.3000000000000007,626.56641604010031,1.5959999999999998E-3,8.6503199999999995E-3,5.42,661.37566137566137,1.5120000000000001E-3,8.3764800000000021E-3,5.5400000000000009,700.280112044818,1.4279999999999998E-3,8.0824799999999995E-3,5.66,744.04761904761904,1.3439999999999999E-3,7.7683200000000004E-3,5.78,793.65079365079362,1.2600000000000001E-3,7.4340000000000005E-3,5.9,850.34013605442181,1.176E-3,7.0795200000000006E-3,6.0200000000000005,915.75091575091585,1.0919999999999999E-3,6.7048799999999999E-3,6.1400000000000006,992.06349206349205,1.008E-3,6.3100800000000009E-3,6.2600000000000007,1082.2510822510824,9.2399999999999991E-4,5.8951200000000002E-3,6.3800000000000008,1190.4761904761906,8.3999999999999993E-4,5.4599999999999996E-3,6.5,1322.7513227513227,7.5600000000000005E-4,5.0047199999999998E-3,6.62,1488.0952380952381,6.7199999999999996E-4,4.5292800000000001E-3,6.74,1700.6802721088436,5.8799999999999998E-4,4.0336800000000004E-3,6.8600000000000012,1984.1269841269841,5.04E-4,3.5179200000000003E-3,6.98,2380.9523809523812,4.1999999999999996E-4,2.9819999999999998E-3,7.1000000000000005,2976.1904761904761,3.3599999999999998E-4,2.4259200000000002E-3,7.2200000000000006,3968.2539682539682,2.52E-4,1.8496800000000002E-3,7.3400000000000007,5952.3809523809523,1.6799999999999999E-4,1.2532800000000001E-3,7.46,11904.761904761905,8.3999999999999995E-5,6.3672000000000002E-4,7.58,null,{"$f":"IF($D59=\"Full\",'Failure Persistence Storage'!AB59,0)","v":0},{"$f":"IF($D59=\"Full\",'Failure Persistence Storage'!AE59,0)","v":0},{"$f":"IF($D59=\"Full\",'Failure Persistence Storage'!AF59,0)","v":0},{"$f":"IF($D59=\"Full\",'Failure Persistence Storage'!AI59,0)","v":0},{"$f":"IF($D59=\"Full\",'Failure Persistence Storage'!AJ59,0)","v":0},{"$f":"IF($D59=\"Full\",'Failure Persistence Storage'!AM59,0)","v":0},{"$f":"IF($D59=\"Full\",'Failure Persistence Storage'!AN59,0)","v":0},{"$f":"IF($D59=\"Full\",'Failure Persistence Storage'!AQ59,0)","v":0},{"$f":"IF($D59=\"Full\",'Failure Persistence Storage'!AR59,0)","v":0},{"$f":"IF($D59=\"Full\",'Failure Persistence Storage'!AU59,0)","v":0},{"$f":"IF($D59=\"Full\",'Failure Persistence Storage'!AV59,0)","v":0},{"$f":"IF($D59=\"Full\",'Failure Persistence Storage'!AY59,0)","v":0},{"$f":"IF($D59=\"Full\",'Failure Persistence Storage'!AZ59,0)","v":0},{"$f":"IF($D59=\"Full\",'Failure Persistence Storage'!BC59,0)","v":0},{"$f":"IF($D59=\"Full\",'Failure Persistence Storage'!BD59,0)","v":0},{"$f":"IF($D59=\"Full\",'Failure Persistence Storage'!BG59,0)","v":0},{"$f":"IF($D59=\"Full\",'Failure Persistence Storage'!BH59,0)","v":0},{"$f":"IF($D59=\"Full\",'Failure Persistence Storage'!BK59,0)","v":0},{"$f":"IF($D59=\"Full\",'Failure Persistence Storage'!BL59,0)","v":0},{"$f":"IF($D59=\"Full\",'Failure Persistence Storage'!BO59,0)","v":0},{"$f":"IF($D59=\"Full\",'Failure Persistence Storage'!BP59,0)","v":0},{"$f":"IF($D59=\"Full\",'Failure Persistence Storage'!BS59,0)","v":0},{"$f":"IF($D59=\"Full\",'Failure Persistence Storage'!BT59,0)","v":0},{"$f":"IF($D59=\"Full\",'Failure Persistence Storage'!BW59,0)","v":0},{"$f":"IF($D59=\"Full\",'Failure Persistence Storage'!BX59,0)","v":0},{"$f":"IF($D59=\"Full\",'Failure Persistence Storage'!CA59,0)","v":0},{"$f":"IF($D59=\"Full\",'Failure Persistence Storage'!CB59,0)","v":0},{"$f":"IF($D59=\"Full\",'Failure Persistence Storage'!CE59,0)","v":0},{"$f":"IF($D59=\"Full\",'Failure Persistence Storage'!CF59,0)","v":0},{"$f":"IF($D59=\"Full\",'Failure Persistence Storage'!CI59,0)","v":0},{"$f":"IF($D59=\"Full\",'Failure Persistence Storage'!CJ59,0)","v":0},{"$f":"IF($D59=\"Full\",'Failure Persistence Storage'!CM59,0)","v":0},{"$f":"IF($D59=\"Full\",'Failure Persistence Storage'!CN59,0)","v":0},{"$f":"IF($D59=\"Full\",'Failure Persistence Storage'!CQ59,0)","v":0},{"$f":"IF($D59=\"Full\",'Failure Persistence Storage'!CR59,0)","v":0},{"$f":"IF($D59=\"Full\",'Failure Persistence Storage'!CU59,0)","v":0},{"$f":"IF($D59=\"Full\",'Failure Persistence Storage'!CV59,0)","v":0},{"$f":"IF($D59=\"Full\",'Failure Persistence Storage'!CY59,0)","v":0},{"$f":"IF($D59=\"Full\",'Failure Persistence Storage'!CZ59,0)","v":0},{"$f":"IF($D59=\"Full\",'Failure Persistence Storage'!DC59,0)","v":0},{"$f":"IF($D59=\"Full\",'Failure Persistence Storage'!DD59,0)","v":0},{"$f":"IF($D59=\"Full\",'Failure Persistence Storage'!DG59,0)","v":0},{"$f":"IF($D59=\"Full\",'Failure Persistence Storage'!DH59,0)","v":0},{"$f":"IF($D59=\"Full\",'Failure Persistence Storage'!DK59,0)","v":0},{"$f":"IF($D59=\"Full\",'Failure Persistence Storage'!DL59,0)","v":0},{"$f":"IF($D59=\"Full\",'Failure Persistence Storage'!DO59,0)","v":0},{"$f":"IF($D59=\"Full\",'Failure Persistence Storage'!DP59,0)","v":0},{"$f":"IF($D59=\"Full\",'Failure Persistence Storage'!DS59,0)","v":0},{"$f":"IF($D59=\"Full\",'Failure Persistence Storage'!DT59,0)","v":0},{"$f":"IF($D59=\"Full\",'Failure Persistence Storage'!DW59,0)","v":0},{"$f":"IF($D59=\"Full\",'Failure Persistence Storage'!DX59,0)","v":0},{"$f":"IF($D59=\"Full\",'Failure Persistence Storage'!EA59,0)","v":0},{"$f":"IF($D59=\"Full\",'Failure Persistence Storage'!EB59,0)","v":0},{"$f":"IF($D59=\"Full\",'Failure Persistence Storage'!EE59,0)","v":0},{"$f":"IF($D59=\"Full\",'Failure Persistence Storage'!EF59,0)","v":0},{"$f":"IF($D59=\"Full\",'Failure Persistence Storage'!EI59,0)","v":0},{"$f":"IF($D59=\"Full\",'Failure Persistence Storage'!EJ59,0)","v":0},{"$f":"IF($D59=\"Full\",'Failure Persistence Storage'!EM59,0)","v":0},{"$f":"IF($D59=\"Full\",'Failure Persistence Storage'!EN59,0)","v":0},{"$f":"IF($D59=\"Full\",'Failure Persistence Storage'!EQ59,0)","v":0},{"$f":"IF($D59=\"Full\",'Failure Persistence Storage'!ER59,0)","v":0},{"$f":"IF($D59=\"Full\",'Failure Persistence Storage'!EU59,0)","v":0},{"$f":"IF($D59=\"Full\",'Failure Persistence Storage'!EV59,0)","v":0},{"$f":"IF($D59=\"Full\",'Failure Persistence Storage'!EY59,0)","v":0},{"$f":"IF($D59=\"Full\",'Failure Persistence Storage'!EZ59,0)","v":0},{"$f":"IF($D59=\"Full\",'Failure Persistence Storage'!FC59,0)","v":0},{"$f":"IF($D59=\"Full\",'Failure Persistence Storage'!FD59,0)","v":0},{"$f":"IF($D59=\"Full\",'Failure Persistence Storage'!FG59,0)","v":0},{"$f":"IF($D59=\"Full\",'Failure Persistence Storage'!FH59,0)","v":0},{"$f":"IF($D59=\"Full\",'Failure Persistence Storage'!FK59,0)","v":0},{"$f":"IF($D59=\"Full\",'Failure Persistence Storage'!FL59,0)","v":0},{"$f":"IF($D59=\"Full\",'Failure Persistence Storage'!FO59,0)","v":0},{"$f":"IF($D59=\"Full\",'Failure Persistence Storage'!FP59,0)","v":0},{"$f":"IF($D59=\"Full\",'Failure Persistence Storage'!FS59,0)","v":0},{"$f":"IF($D59=\"Full\",'Failure Persistence Storage'!FT59,0)","v":0},{"$f":"IF($D59=\"Full\",'Failure Persistence Storage'!FW59,0)","v":0},{"$f":"IF($D59=\"Full\",'Failure Persistence Storage'!FX59,0)","v":0},{"$f":"IF($D59=\"Full\",'Failure Persistence Storage'!GA59,0)","v":0},{"$f":"IF($D59=\"Full\",'Failure Persistence Storage'!GB59,0)","v":0},{"$f":"IF($D59=\"Full\",'Failure Persistence Storage'!GE59,0)","v":0},{"$f":"IF($D59=\"Full\",'Failure Persistence Storage'!GF59,0)","v":0},{"$f":"IF($D59=\"Full\",'Failure Persistence Storage'!GI59,0)","v":0},{"$f":"IF($D59=\"Full\",'Failure Persistence Storage'!GJ59,0)","v":0},{"$f":"IF($D59=\"Full\",'Failure Persistence Storage'!GM59,0)","v":0},{"$f":"IF($D59=\"Full\",'Failure Persistence Storage'!GN59,0)","v":0},{"$f":"IF($D59=\"Full\",'Failure Persistence Storage'!GQ59,0)","v":0},{"$f":"IF($D59=\"Full\",'Failure Persistence Storage'!GR59,0)","v":0},{"$f":"IF($D59=\"Full\",'Failure Persistence Storage'!GU59,0)","v":0},{"$f":"IF($D59=\"Full\",'Failure Persistence Storage'!GV59,0)","v":0},{"$f":"IF($D59=\"Full\",'Failure Persistence Storage'!GY59,0)","v":0},{"$f":"IF($D59=\"Full\",'Failure Persistence Storage'!GZ59,0)","v":0},{"$f":"IF($D59=\"Full\",'Failure Persistence Storage'!HC59,0)","v":0},{"$f":"IF($D59=\"Full\",'Failure Persistence Storage'!HD59,0)","v":0},{"$f":"IF($D59=\"Full\",'Failure Persistence Storage'!HG59,0)","v":0},{"$f":"IF($D59=\"Full\",'Failure Persistence Storage'!HH59,0)","v":0},{"$f":"IF($D59=\"Full\",'Failure Persistence Storage'!HK59,0)","v":0},{"$f":"IF($D59=\"Full\",'Failure Persistence Storage'!HL59,0)","v":0},{"$f":"IF($D59=\"Full\",'Failure Persistence Storage'!HO59,0)","v":0}]
[null,"Swichboard duty pump starter","Pump","Part",null,null,null,null,1.7520000000000001E-2,8,39,70,null,null,null,null,null,null,null,null,null,null,null,null,null,null,null,58.242475072220671,1.71696E-2,5.494272E-2,3.2,59.455859969558603,1.6819199999999999E-2,0.10764288,6.4,60.720878266783245,1.6468800000000002E-2,0.14309557333333334,8.6888888888888882,62.0408973595394,1.6118400000000001E-2,0.16225856000000002,10.066666666666666,63.419583967529171,1.5768000000000001E-2,0.18045600000000001,11.444444444444445,64.860938148609378,1.54176E-2,0.19768789333333336,12.822222222222223,66.369332059042151,1.5067200000000001E-2,0.21395424000000002,14.2,67.949554250924109,1.47168E-2,0.22925504000000002,15.577777777777778,69.60686045216616,1.4366400000000001E-2,0.24359029333333335,16.955555555555556,71.3470319634703,1.4016000000000004E-2,0.25696000000000008,18.333333333333332,73.176443039456743,1.36656E-2,0.26936415999999996,19.711111111111109,75.102138908916118,1.3315200000000001E-2,0.28080277333333337,21.088888888888889,77.131926446994939,1.29648E-2,0.29127584000000001,22.466666666666669,79.274479959411451,1.2614400000000003E-2,0.30078336000000006,23.844444444444445,81.539465101108917,1.2264000000000002E-2,0.3093253333333334,25.222222222222221,83.937684662906264,1.19136E-2,0.31690175999999998,26.6,86.481250864812509,1.1563199999999999E-2,0.32351264000000002,27.977777777777778,89.183789954337897,1.12128E-2,0.32915797333333335,29.355555555555558,92.060686404477821,1.0862400000000001E-2,0.33383776000000004,30.733333333333334,95.129375951293753,1.0512000000000001E-2,0.33755200000000007,32.111111111111114,98.409699259959069,1.01616E-2,0.34030069333333329,33.488888888888887,101.92433137638618,9.8111999999999991E-3,0.34208383999999997,34.866666666666667,105.69930661254863,9.4608000000000001E-3,0.34290143999999995,36.24444444444444,109.76466455918509,9.1104000000000011E-3,0.34275349333333338,37.62222222222222,114.15525114155251,8.7600000000000004E-3,0.34164,39,118.91171993911721,8.4095999999999997E-3,0.33956096000000002,40.37777777777778,124.0817947190788,8.0592000000000007E-3,0.33651637333333334,41.755555555555553,129.72187629721876,7.7088E-3,0.33250624000000001,43.133333333333333,135.89910850184822,7.3584000000000002E-3,0.32753056000000003,44.511111111111113,142.6940639269406,7.0080000000000021E-3,0.32158933333333339,45.888888888888886,150.20427781783224,6.6576000000000005E-3,0.31468256000000006,47.266666666666673,158.5489599188229,6.3072000000000015E-3,0.30681024000000007,48.644444444444446,167.87536932581253,5.9567999999999999E-3,0.29797237333333332,50.022222222222226,178.36757990867579,5.6064000000000001E-3,0.28816895999999997,51.399999999999991,190.25875190258751,5.2560000000000003E-3,0.27740000000000004,52.777777777777779,203.84866275277236,4.9055999999999995E-3,0.26566549333333334,54.155555555555559,219.52932911837019,4.5552000000000006E-3,0.25296544000000004,55.533333333333339,237.82343987823441,4.2047999999999999E-3,0.23929983999999999,56.911111111111111,259.44375259443751,3.8544E-3,0.22466869333333336,58.288888888888891,285.3881278538812,3.504000000000001E-3,0.20907200000000004,59.666666666666657,317.0979198376458,3.1536000000000008E-3,0.19250976000000003,61.044444444444444,356.73515981735159,2.8032E-3,0.17498197333333335,62.422222222222224,407.69732550554471,2.4527999999999998E-3,0.15648863999999998,63.8,475.64687975646882,2.1023999999999999E-3,0.13702976,65.177777777777777,570.7762557077624,1.7520000000000005E-3,0.11660533333333337,66.555555555555557,713.47031963470317,1.4016E-3,9.5215360000000013E-2,67.933333333333337,951.29375951293764,1.0512E-3,7.2859840000000009E-2,69.311111111111117,1426.9406392694063,7.0080000000000001E-4,4.9538773333333327E-2,70.688888888888883,2853.8812785388127,3.5040000000000001E-4,2.5252159999999999E-2,72.066666666666663,null,{"$f":"IF($D60=\"Full\",'Failure Persistence Storage'!AB60,0)","v":0},{"$f":"IF($D60=\"Full\",'Failure Persistence Storage'!AE60,0)","v":0},{"$f":"IF($D60=\"Full\",'Failure Persistence Storage'!AF60,0)","v":0},{"$f":"IF($D60=\"Full\",'Failure Persistence Storage'!AI60,0)","v":0},{"$f":"IF($D60=\"Full\",'Failure Persistence Storage'!AJ60,0)","v":0},{"$f":"IF($D60=\"Full\",'Failure Persistence Storage'!AM60,0)","v":0},{"$f":"IF($D60=\"Full\",'Failure Persistence Storage'!AN60,0)","v":0},{"$f":"IF($D60=\"Full\",'Failure Persistence Storage'!AQ60,0)","v":0},{"$f":"IF($D60=\"Full\",'Failure Persistence Storage'!AR60,0)","v":0},{"$f":"IF($D60=\"Full\",'Failure Persistence Storage'!AU60,0)","v":0},{"$f":"IF($D60=\"Full\",'Failure Persistence Storage'!AV60,0)","v":0},{"$f":"IF($D60=\"Full\",'Failure Persistence Storage'!AY60,0)","v":0},{"$f":"IF($D60=\"Full\",'Failure Persistence Storage'!AZ60,0)","v":0},{"$f":"IF($D60=\"Full\",'Failure Persistence Storage'!BC60,0)","v":0},{"$f":"IF($D60=\"Full\",'Failure Persistence Storage'!BD60,0)","v":0},{"$f":"IF($D60=\"Full\",'Failure Persistence Storage'!BG60,0)","v":0},{"$f":"IF($D60=\"Full\",'Failure Persistence Storage'!BH60,0)","v":0},{"$f":"IF($D60=\"Full\",'Failure Persistence Storage'!BK60,0)","v":0},{"$f":"IF($D60=\"Full\",'Failure Persistence Storage'!BL60,0)","v":0},{"$f":"IF($D60=\"Full\",'Failure Persistence Storage'!BO60,0)","v":0},{"$f":"IF($D60=\"Full\",'Failure Persistence Storage'!BP60,0)","v":0},{"$f":"IF($D60=\"Full\",'Failure Persistence Storage'!BS60,0)","v":0},{"$f":"IF($D60=\"Full\",'Failure Persistence Storage'!BT60,0)","v":0},{"$f":"IF($D60=\"Full\",'Failure Persistence Storage'!BW60,0)","v":0},{"$f":"IF($D60=\"Full\",'Failure Persistence Storage'!BX60,0)","v":0},{"$f":"IF($D60=\"Full\",'Failure Persistence Storage'!CA60,0)","v":0},{"$f":"IF($D60=\"Full\",'Failure Persistence Storage'!CB60,0)","v":0},{"$f":"IF($D60=\"Full\",'Failure Persistence Storage'!CE60,0)","v":0},{"$f":"IF($D60=\"Full\",'Failure Persistence Storage'!CF60,0)","v":0},{"$f":"IF($D60=\"Full\",'Failure Persistence Storage'!CI60,0)","v":0},{"$f":"IF($D60=\"Full\",'Failure Persistence Storage'!CJ60,0)","v":0},{"$f":"IF($D60=\"Full\",'Failure Persistence Storage'!CM60,0)","v":0},{"$f":"IF($D60=\"Full\",'Failure Persistence Storage'!CN60,0)","v":0},{"$f":"IF($D60=\"Full\",'Failure Persistence Storage'!CQ60,0)","v":0},{"$f":"IF($D60=\"Full\",'Failure Persistence Storage'!CR60,0)","v":0},{"$f":"IF($D60=\"Full\",'Failure Persistence Storage'!CU60,0)","v":0},{"$f":"IF($D60=\"Full\",'Failure Persistence Storage'!CV60,0)","v":0},{"$f":"IF($D60=\"Full\",'Failure Persistence Storage'!CY60,0)","v":0},{"$f":"IF($D60=\"Full\",'Failure Persistence Storage'!CZ60,0)","v":0},{"$f":"IF($D60=\"Full\",'Failure Persistence Storage'!DC60,0)","v":0},{"$f":"IF($D60=\"Full\",'Failure Persistence Storage'!DD60,0)","v":0},{"$f":"IF($D60=\"Full\",'Failure Persistence Storage'!DG60,0)","v":0},{"$f":"IF($D60=\"Full\",'Failure Persistence Storage'!DH60,0)","v":0},{"$f":"IF($D60=\"Full\",'Failure Persistence Storage'!DK60,0)","v":0},{"$f":"IF($D60=\"Full\",'Failure Persistence Storage'!DL60,0)","v":0},{"$f":"IF($D60=\"Full\",'Failure Persistence Storage'!DO60,0)","v":0},{"$f":"IF($D60=\"Full\",'Failure Persistence Storage'!DP60,0)","v":0},{"$f":"IF($D60=\"Full\",'Failure Persistence Storage'!DS60,0)","v":0},{"$f":"IF($D60=\"Full\",'Failure Persistence Storage'!DT60,0)","v":0},{"$f":"IF($D60=\"Full\",'Failure Persistence Storage'!DW60,0)","v":0},{"$f":"IF($D60=\"Full\",'Failure Persistence Storage'!DX60,0)","v":0},{"$f":"IF($D60=\"Full\",'Failure Persistence Storage'!EA60,0)","v":0},{"$f":"IF($D60=\"Full\",'Failure Persistence Storage'!EB60,0)","v":0},{"$f":"IF($D60=\"Full\",'Failure Persistence Storage'!EE60,0)","v":0},{"$f":"IF($D60=\"Full\",'Failure Persistence Storage'!EF60,0)","v":0},{"$f":"IF($D60=\"Full\",'Failure Persistence Storage'!EI60,0)","v":0},{"$f":"IF($D60=\"Full\",'Failure Persistence Storage'!EJ60,0)","v":0},{"$f":"IF($D60=\"Full\",'Failure Persistence Storage'!EM60,0)","v":0},{"$f":"IF($D60=\"Full\",'Failure Persistence Storage'!EN60,0)","v":0},{"$f":"IF($D60=\"Full\",'Failure Persistence Storage'!EQ60,0)","v":0},{"$f":"IF($D60=\"Full\",'Failure Persistence Storage'!ER60,0)","v":0},{"$f":"IF($D60=\"Full\",'Failure Persistence Storage'!EU60,0)","v":0},{"$f":"IF($D60=\"Full\",'Failure Persistence Storage'!EV60,0)","v":0},{"$f":"IF($D60=\"Full\",'Failure Persistence Storage'!EY60,0)","v":0},{"$f":"IF($D60=\"Full\",'Failure Persistence Storage'!EZ60,0)","v":0},{"$f":"IF($D60=\"Full\",'Failure Persistence Storage'!FC60,0)","v":0},{"$f":"IF($D60=\"Full\",'Failure Persistence Storage'!FD60,0)","v":0},{"$f":"IF($D60=\"Full\",'Failure Persistence Storage'!FG60,0)","v":0},{"$f":"IF($D60=\"Full\",'Failure Persistence Storage'!FH60,0)","v":0},{"$f":"IF($D60=\"Full\",'Failure Persistence Storage'!FK60,0)","v":0},{"$f":"IF($D60=\"Full\",'Failure Persistence Storage'!FL60,0)","v":0},{"$f":"IF($D60=\"Full\",'Failure Persistence Storage'!FO60,0)","v":0},{"$f":"IF($D60=\"Full\",'Failure Persistence Storage'!FP60,0)","v":0},{"$f":"IF($D60=\"Full\",'Failure Persistence Storage'!FS60,0)","v":0},{"$f":"IF($D60=\"Full\",'Failure Persistence Storage'!FT60,0)","v":0},{"$f":"IF($D60=\"Full\",'Failure Persistence Storage'!FW60,0)","v":0},{"$f":"IF($D60=\"Full\",'Failure Persistence Storage'!FX60,0)","v":0},{"$f":"IF($D60=\"Full\",'Failure Persistence Storage'!GA60,0)","v":0},{"$f":"IF($D60=\"Full\",'Failure Persistence Storage'!GB60,0)","v":0},{"$f":"IF($D60=\"Full\",'Failure Persistence Storage'!GE60,0)","v":0},{"$f":"IF($D60=\"Full\",'Failure Persistence Storage'!GF60,0)","v":0},{"$f":"IF($D60=\"Full\",'Failure Persistence Storage'!GI60,0)","v":0},{"$f":"IF($D60=\"Full\",'Failure Persistence Storage'!GJ60,0)","v":0},{"$f":"IF($D60=\"Full\",'Failure Persistence Storage'!GM60,0)","v":0},{"$f":"IF($D60=\"Full\",'Failure Persistence Storage'!GN60,0)","v":0},{"$f":"IF($D60=\"Full\",'Failure Persistence Storage'!GQ60,0)","v":0},{"$f":"IF($D60=\"Full\",'Failure Persistence Storage'!GR60,0)","v":0},{"$f":"IF($D60=\"Full\",'Failure Persistence Storage'!GU60,0)","v":0},{"$f":"IF($D60=\"Full\",'Failure Persistence Storage'!GV60,0)","v":0},{"$f":"IF($D60=\"Full\",'Failure Persistence Storage'!GY60,0)","v":0},{"$f":"IF($D60=\"Full\",'Failure Persistence Storage'!GZ60,0)","v":0},{"$f":"IF($D60=\"Full\",'Failure Persistence Storage'!HC60,0)","v":0},{"$f":"IF($D60=\"Full\",'Failure Persistence Storage'!HD60,0)","v":0},{"$f":"IF($D60=\"Full\",'Failure Persistence Storage'!HG60,0)","v":0},{"$f":"IF($D60=\"Full\",'Failure Persistence Storage'!HH60,0)","v":0},{"$f":"IF($D60=\"Full\",'Failure Persistence Storage'!HK60,0)","v":0},{"$f":"IF($D60=\"Full\",'Failure Persistence Storage'!HL60,0)","v":0},{"$f":"IF($D60=\"Full\",'Failure Persistence Storage'!HO60,0)","v":0}]
[null,"Duty pump cable","Pump","Part",null,null,null,null,9.2300000000000004E-3,4,8.9,13.8,null,null,null,null,null,null,null,null,null,null,null,null,null,null,null,110.55343047294757,9.0454000000000003E-3,1.4472640000000002E-2,1.6,112.85662694113398,8.8608000000000003E-3,2.8354560000000001E-2,3.2,115.25783176966874,8.6762000000000002E-3,3.564954177777778E-2,4.108888888888889,117.7634368081398,8.4916000000000002E-3,3.6740322666666665E-2,4.3266666666666662,120.38040207054291,8.3070000000000001E-3,3.7750699999999998E-2,4.5444444444444443,123.11632029941889,8.1224000000000001E-3,3.8680673777777778E-2,4.7622222222222224,125.97949053894025,7.9378000000000001E-3,3.9530244000000006E-2,4.9800000000000004,128.97900221843884,7.7532E-3,4.0299410666666667E-2,5.1977777777777776,132.12483154083978,7.5686E-3,4.0988173777777782E-2,5.4155555555555557,135.42795232936078,7.3839999999999999E-3,4.1596533333333338E-2,5.6333333333333337,138.90046392754951,7.1994000000000008E-3,4.2124489333333334E-2,5.8511111111111109,142.55573929406398,7.0147999999999999E-3,4.2572041777777778E-2,6.068888888888889,146.40859711282246,6.8301999999999998E-3,4.2939190666666668E-2,6.2866666666666671,150.47550258817864,6.6455999999999998E-3,4.3225936000000006E-2,6.5044444444444451,154.7748026621266,6.4609999999999997E-3,4.3432277777777778E-2,6.7222222222222223,159.32700274042446,6.2763999999999997E-3,4.3558215999999997E-2,6.94,164.1550937325585,6.0918000000000005E-3,4.360375066666667E-2,7.1577777777777776,169.28494041170097,5.9072000000000005E-3,4.3568881777777776E-2,7.3755555555555556,174.7457449411107,5.7225999999999996E-3,4.345360933333333E-2,7.5933333333333337,180.57060310581437,5.5380000000000004E-3,4.3257933333333339E-2,7.8111111111111118,186.7971756267045,5.3534000000000003E-3,4.2981853777777787E-2,8.0288888888888899,193.46850332765825,5.1688000000000003E-3,4.2625370666666662E-2,8.2466666666666661,200.63400345090486,4.9842000000000003E-3,4.2188484000000005E-2,8.464444444444446,208.35069589132428,4.7996000000000002E-3,4.1671193777777775E-2,8.6822222222222223,216.68472372697724,4.6150000000000002E-3,4.1073500000000006E-2,8.9,225.71325388226796,4.4304000000000001E-3,4.039540266666667E-2,9.1177777777777784,235.5268736162796,4.2458000000000001E-3,3.9636901777777775E-2,9.3355555555555547,246.23264059883778,4.0612000000000001E-3,3.8797997333333341E-2,9.5533333333333346,257.95800443687767,3.8766E-3,3.7878689333333333E-2,9.7711111111111109,270.85590465872156,3.692E-3,3.687897777777778E-2,9.9888888888888889,285.11147858812797,3.5073999999999999E-3,3.5798862666666667E-2,10.206666666666667,300.95100517635728,3.3227999999999999E-3,3.4638344000000001E-2,10.424444444444445,318.65400548084892,3.1381999999999998E-3,3.3397421777777776E-2,10.642222222222223,338.56988082340195,2.9536000000000002E-3,3.2076095999999998E-2,10.86,361.14120621162874,2.7690000000000002E-3,3.0674366666666671E-2,11.077777777777779,386.93700665531651,2.5844000000000002E-3,2.9192233777777778E-2,11.295555555555556,416.70139178264856,2.3998000000000001E-3,2.7629697333333335E-2,11.513333333333334,451.42650776453593,2.2152000000000001E-3,2.5986757333333336E-2,11.731111111111112,492.46528119767555,2.0306E-3,2.4263413777777781E-2,11.94888888888889,541.71180931744311,1.846E-3,2.2459666666666669E-2,12.166666666666668,601.90201035271457,1.6613999999999999E-3,2.0575515999999999E-2,12.384444444444444,677.13976164680389,1.4768000000000001E-3,1.8610961777777778E-2,12.602222222222222,773.87401331063302,1.2922000000000001E-3,1.6566004000000002E-2,12.820000000000002,902.85301552907185,1.1076E-3,1.4440642666666668E-2,13.037777777777778,1083.4236186348862,9.2299999999999999E-4,1.223487777777778E-2,13.255555555555558,1354.2795232936078,7.3840000000000006E-4,9.9487093333333349E-3,13.473333333333334,1805.7060310581437,5.5380000000000002E-4,7.5821373333333341E-3,13.691111111111113,2708.5590465872156,3.6920000000000003E-4,5.135161777777778E-3,13.908888888888889,5417.1180931744311,1.8460000000000001E-4,2.6077826666666666E-3,14.126666666666667,null,{"$f":"IF($D61=\"Full\",'Failure Persistence Storage'!AB61,0)","v":0},{"$f":"IF($D61=\"Full\",'Failure Persistence Storage'!AE61,0)","v":0},{"$f":"IF($D61=\"Full\",'Failure Persistence Storage'!AF61,0)","v":0},{"$f":"IF($D61=\"Full\",'Failure Persistence Storage'!AI61,0)","v":0},{"$f":"IF($D61=\"Full\",'Failure Persistence Storage'!AJ61,0)","v":0},{"$f":"IF($D61=\"Full\",'Failure Persistence Storage'!AM61,0)","v":0},{"$f":"IF($D61=\"Full\",'Failure Persistence Storage'!AN61,0)","v":0},{"$f":"IF($D61=\"Full\",'Failure Persistence Storage'!AQ61,0)","v":0},{"$f":"IF($D61=\"Full\",'Failure Persistence Storage'!AR61,0)","v":0},{"$f":"IF($D61=\"Full\",'Failure Persistence Storage'!AU61,0)","v":0},{"$f":"IF($D61=\"Full\",'Failure Persistence Storage'!AV61,0)","v":0},{"$f":"IF($D61=\"Full\",'Failure Persistence Storage'!AY61,0)","v":0},{"$f":"IF($D61=\"Full\",'Failure Persistence Storage'!AZ61,0)","v":0},{"$f":"IF($D61=\"Full\",'Failure Persistence Storage'!BC61,0)","v":0},{"$f":"IF($D61=\"Full\",'Failure Persistence Storage'!BD61,0)","v":0},{"$f":"IF($D61=\"Full\",'Failure Persistence Storage'!BG61,0)","v":0},{"$f":"IF($D61=\"Full\",'Failure Persistence Storage'!BH61,0)","v":0},{"$f":"IF($D61=\"Full\",'Failure Persistence Storage'!BK61,0)","v":0},{"$f":"IF($D61=\"Full\",'Failure Persistence Storage'!BL61,0)","v":0},{"$f":"IF($D61=\"Full\",'Failure Persistence Storage'!BO61,0)","v":0},{"$f":"IF($D61=\"Full\",'Failure Persistence Storage'!BP61,0)","v":0},{"$f":"IF($D61=\"Full\",'Failure Persistence Storage'!BS61,0)","v":0},{"$f":"IF($D61=\"Full\",'Failure Persistence Storage'!BT61,0)","v":0},{"$f":"IF($D61=\"Full\",'Failure Persistence Storage'!BW61,0)","v":0},{"$f":"IF($D61=\"Full\",'Failure Persistence Storage'!BX61,0)","v":0},{"$f":"IF($D61=\"Full\",'Failure Persistence Storage'!CA61,0)","v":0},{"$f":"IF($D61=\"Full\",'Failure Persistence Storage'!CB61,0)","v":0},{"$f":"IF($D61=\"Full\",'Failure Persistence Storage'!CE61,0)","v":0},{"$f":"IF($D61=\"Full\",'Failure Persistence Storage'!CF61,0)","v":0},{"$f":"IF($D61=\"Full\",'Failure Persistence Storage'!CI61,0)","v":0},{"$f":"IF($D61=\"Full\",'Failure Persistence Storage'!CJ61,0)","v":0},{"$f":"IF($D61=\"Full\",'Failure Persistence Storage'!CM61,0)","v":0},{"$f":"IF($D61=\"Full\",'Failure Persistence Storage'!CN61,0)","v":0},{"$f":"IF($D61=\"Full\",'Failure Persistence Storage'!CQ61,0)","v":0},{"$f":"IF($D61=\"Full\",'Failure Persistence Storage'!CR61,0)","v":0},{"$f":"IF($D61=\"Full\",'Failure Persistence Storage'!CU61,0)","v":0},{"$f":"IF($D61=\"Full\",'Failure Persistence Storage'!CV61,0)","v":0},{"$f":"IF($D61=\"Full\",'Failure Persistence Storage'!CY61,0)","v":0},{"$f":"IF($D61=\"Full\",'Failure Persistence Storage'!CZ61,0)","v":0},{"$f":"IF($D61=\"Full\",'Failure Persistence Storage'!DC61,0)","v":0},{"$f":"IF($D61=\"Full\",'Failure Persistence Storage'!DD61,0)","v":0},{"$f":"IF($D61=\"Full\",'Failure Persistence Storage'!DG61,0)","v":0},{"$f":"IF($D61=\"Full\",'Failure Persistence Storage'!DH61,0)","v":0},{"$f":"IF($D61=\"Full\",'Failure Persistence Storage'!DK61,0)","v":0},{"$f":"IF($D61=\"Full\",'Failure Persistence Storage'!DL61,0)","v":0},{"$f":"IF($D61=\"Full\",'Failure Persistence Storage'!DO61,0)","v":0},{"$f":"IF($D61=\"Full\",'Failure Persistence Storage'!DP61,0)","v":0},{"$f":"IF($D61=\"Full\",'Failure Persistence Storage'!DS61,0)","v":0},{"$f":"IF($D61=\"Full\",'Failure Persistence Storage'!DT61,0)","v":0},{"$f":"IF($D61=\"Full\",'Failure Persistence Storage'!DW61,0)","v":0},{"$f":"IF($D61=\"Full\",'Failure Persistence Storage'!DX61,0)","v":0},{"$f":"IF($D61=\"Full\",'Failure Persistence Storage'!EA61,0)","v":0},{"$f":"IF($D61=\"Full\",'Failure Persistence Storage'!EB61,0)","v":0},{"$f":"IF($D61=\"Full\",'Failure Persistence Storage'!EE61,0)","v":0},{"$f":"IF($D61=\"Full\",'Failure Persistence Storage'!EF61,0)","v":0},{"$f":"IF($D61=\"Full\",'Failure Persistence Storage'!EI61,0)","v":0},{"$f":"IF($D61=\"Full\",'Failure Persistence Storage'!EJ61,0)","v":0},{"$f":"IF($D61=\"Full\",'Failure Persistence Storage'!EM61,0)","v":0},{"$f":"IF($D61=\"Full\",'Failure Persistence Storage'!EN61,0)","v":0},{"$f":"IF($D61=\"Full\",'Failure Persistence Storage'!EQ61,0)","v":0},{"$f":"IF($D61=\"Full\",'Failure Persistence Storage'!ER61,0)","v":0},{"$f":"IF($D61=\"Full\",'Failure Persistence Storage'!EU61,0)","v":0},{"$f":"IF($D61=\"Full\",'Failure Persistence Storage'!EV61,0)","v":0},{"$f":"IF($D61=\"Full\",'Failure Persistence Storage'!EY61,0)","v":0},{"$f":"IF($D61=\"Full\",'Failure Persistence Storage'!EZ61,0)","v":0},{"$f":"IF($D61=\"Full\",'Failure Persistence Storage'!FC61,0)","v":0},{"$f":"IF($D61=\"Full\",'Failure Persistence Storage'!FD61,0)","v":0},{"$f":"IF($D61=\"Full\",'Failure Persistence Storage'!FG61,0)","v":0},{"$f":"IF($D61=\"Full\",'Failure Persistence Storage'!FH61,0)","v":0},{"$f":"IF($D61=\"Full\",'Failure Persistence Storage'!FK61,0)","v":0},{"$f":"IF($D61=\"Full\",'Failure Persistence Storage'!FL61,0)","v":0},{"$f":"IF($D61=\"Full\",'Failure Persistence Storage'!FO61,0)","v":0},{"$f":"IF($D61=\"Full\",'Failure Persistence Storage'!FP61,0)","v":0},{"$f":"IF($D61=\"Full\",'Failure Persistence Storage'!FS61,0)","v":0},{"$f":"IF($D61=\"Full\",'Failure Persistence Storage'!FT61,0)","v":0},{"$f":"IF($D61=\"Full\",'Failure Persistence Storage'!FW61,0)","v":0},{"$f":"IF($D61=\"Full\",'Failure Persistence Storage'!FX61,0)","v":0},{"$f":"IF($D61=\"Full\",'Failure Persistence Storage'!GA61,0)","v":0},{"$f":"IF($D61=\"Full\",'Failure Persistence Storage'!GB61,0)","v":0},{"$f":"IF($D61=\"Full\",'Failure Persistence Storage'!GE61,0)","v":0},{"$f":"IF($D61=\"Full\",'Failure Persistence Storage'!GF61,0)","v":0},{"$f":"IF($D61=\"Full\",'Failure Persistence Storage'!GI61,0)","v":0},{"$f":"IF($D61=\"Full\",'Failure Persistence Storage'!GJ61,0)","v":0},{"$f":"IF($D61=\"Full\",'Failure Persistence Storage'!GM61,0)","v":0},{"$f":"IF($D61=\"Full\",'Failure Persistence Storage'!GN61,0)","v":0},{"$f":"IF($D61=\"Full\",'Failure Persistence Storage'!GQ61,0)","v":0},{"$f":"IF($D61=\"Full\",'Failure Persistence Storage'!GR61,0)","v":0},{"$f":"IF($D61=\"Full\",'Failure Persistence Storage'!GU61,0)","v":0},{"$f":"IF($D61=\"Full\",'Failure Persistence Storage'!GV61,0)","v":0},{"$f":"IF($D61=\"Full\",'Failure Persistence Storage'!GY61,0)","v":0},{"$f":"IF($D61=\"Full\",'Failure Persistence Storage'!GZ61,0)","v":0},{"$f":"IF($D61=\"Full\",'Failure Persistence Storage'!HC61,0)","v":0},{"$f":"IF($D61=\"Full\",'Failure Persistence Storage'!HD61,0)","v":0},{"$f":"IF($D61=\"Full\",'Failure Persistence Storage'!HG61,0)","v":0},{"$f":"IF($D61=\"Full\",'Failure Persistence Storage'!HH61,0)","v":0},{"$f":"IF($D61=\"Full\",'Failure Persistence Storage'!HK61,0)","v":0},{"$f":"IF($D61=\"Full\",'Failure Persistence Storage'!HL61,0)","v":0},{"$f":"IF($D61=\"Full\",'Failure Persistence Storage'!HO61,0)","v":0}]
[null,null,null,null,null,null,null,null,null,null,null,null,null,null,null,null,null,null,null,null,null,null,null,null,null,null,null," "," "," "," "," "," "," "," "," "," "," "," "," "," "," "," "," "," "," "," "," "," "," "," "," "," "," "," "," "," "," "," "," "," "," "," "," "," "," "," "," "," "," "," "," "," "," "," "," "," "," "," "," "," "," "," "," "," "," "," "," "," "," "," "," "," "," "," "," "," "," "," "," "," "," "," "," "," "," "," "," "," "," "," "," "," "," "," "," "," "," "," "," "," "," "," "," "," "," "," "," "," "," "," "," "," "," "," "," "," "," "," "," "," "," "," "," "," "," "," "," "," "," "," "," "," "," "," "," "," "," "," "," "," "," "," "," "," "," "," "," "," "," "," "," "," "," "," "," "," "," "," "," "," "," "," "," "," "," "," "," "," "," "," "," "," "," "," "," "," "," "," "," "," "," "," "," "," "," "," "," "," "," "," "," "," "," "," "," "," "," "," "," "," "," "," ",null,{"$f":"IF($D62=\"Full\",'Failure Persistence Storage'!AB62,0)","v":0},{"$f":"IF($D62=\"Full\",'Failure Persistence Storage'!AE62,0)","v":0},{"$f":"IF($D62=\"Full\",'Failure Persistence Storage'!AF62,0)","v":0},{"$f":"IF($D62=\"Full\",'Failure Persistence Storage'!AI62,0)","v":0},{"$f":"IF($D62=\"Full\",'Failure Persistence Storage'!AJ62,0)","v":0},{"$f":"IF($D62=\"Full\",'Failure Persistence Storage'!AM62,0)","v":0},{"$f":"IF($D62=\"Full\",'Failure Persistence Storage'!AN62,0)","v":0},{"$f":"IF($D62=\"Full\",'Failure Persistence Storage'!AQ62,0)","v":0},{"$f":"IF($D62=\"Full\",'Failure Persistence Storage'!AR62,0)","v":0},{"$f":"IF($D62=\"Full\",'Failure Persistence Storage'!AU62,0)","v":0},{"$f":"IF($D62=\"Full\",'Failure Persistence Storage'!AV62,0)","v":0},{"$f":"IF($D62=\"Full\",'Failure Persistence Storage'!AY62,0)","v":0},{"$f":"IF($D62=\"Full\",'Failure Persistence Storage'!AZ62,0)","v":0},{"$f":"IF($D62=\"Full\",'Failure Persistence Storage'!BC62,0)","v":0},{"$f":"IF($D62=\"Full\",'Failure Persistence Storage'!BD62,0)","v":0},{"$f":"IF($D62=\"Full\",'Failure Persistence Storage'!BG62,0)","v":0},{"$f":"IF($D62=\"Full\",'Failure Persistence Storage'!BH62,0)","v":0},{"$f":"IF($D62=\"Full\",'Failure Persistence Storage'!BK62,0)","v":0},{"$f":"IF($D62=\"Full\",'Failure Persistence Storage'!BL62,0)","v":0},{"$f":"IF($D62=\"Full\",'Failure Persistence Storage'!BO62,0)","v":0},{"$f":"IF($D62=\"Full\",'Failure Persistence Storage'!BP62,0)","v":0},{"$f":"IF($D62=\"Full\",'Failure Persistence Storage'!BS62,0)","v":0},{"$f":"IF($D62=\"Full\",'Failure Persistence Storage'!BT62,0)","v":0},{"$f":"IF($D62=\"Full\",'Failure Persistence Storage'!BW62,0)","v":0},{"$f":"IF($D62=\"Full\",'Failure Persistence Storage'!BX62,0)","v":0},{"$f":"IF($D62=\"Full\",'Failure Persistence Storage'!CA62,0)","v":0},{"$f":"IF($D62=\"Full\",'Failure Persistence Storage'!CB62,0)","v":0},{"$f":"IF($D62=\"Full\",'Failure Persistence Storage'!CE62,0)","v":0},{"$f":"IF($D62=\"Full\",'Failure Persistence Storage'!CF62,0)","v":0},{"$f":"IF($D62=\"Full\",'Failure Persistence Storage'!CI62,0)","v":0},{"$f":"IF($D62=\"Full\",'Failure Persistence Storage'!CJ62,0)","v":0},{"$f":"IF($D62=\"Full\",'Failure Persistence Storage'!CM62,0)","v":0},{"$f":"IF($D62=\"Full\",'Failure Persistence Storage'!CN62,0)","v":0},{"$f":"IF($D62=\"Full\",'Failure Persistence Storage'!CQ62,0)","v":0},{"$f":"IF($D62=\"Full\",'Failure Persistence Storage'!CR62,0)","v":0},{"$f":"IF($D62=\"Full\",'Failure Persistence Storage'!CU62,0)","v":0},{"$f":"IF($D62=\"Full\",'Failure Persistence Storage'!CV62,0)","v":0},{"$f":"IF($D62=\"Full\",'Failure Persistence Storage'!CY62,0)","v":0},{"$f":"IF($D62=\"Full\",'Failure Persistence Storage'!CZ62,0)","v":0},{"$f":"IF($D62=\"Full\",'Failure Persistence Storage'!DC62,0)","v":0},{"$f":"IF($D62=\"Full\",'Failure Persistence Storage'!DD62,0)","v":0},{"$f":"IF($D62=\"Full\",'Failure Persistence Storage'!DG62,0)","v":0},{"$f":"IF($D62=\"Full\",'Failure Persistence Storage'!DH62,0)","v":0},{"$f":"IF($D62=\"Full\",'Failure Persistence Storage'!DK62,0)","v":0},{"$f":"IF($D62=\"Full\",'Failure Persistence Storage'!DL62,0)","v":0},{"$f":"IF($D62=\"Full\",'Failure Persistence Storage'!DO62,0)","v":0},{"$f":"IF($D62=\"Full\",'Failure Persistence Storage'!DP62,0)","v":0},{"$f":"IF($D62=\"Full\",'Failure Persistence Storage'!DS62,0)","v":0},{"$f":"IF($D62=\"Full\",'Failure Persistence Storage'!DT62,0)","v":0},{"$f":"IF($D62=\"Full\",'Failure Persistence Storage'!DW62,0)","v":0},{"$f":"IF($D62=\"Full\",'Failure Persistence Storage'!DX62,0)","v":0},{"$f":"IF($D62=\"Full\",'Failure Persistence Storage'!EA62,0)","v":0},{"$f":"IF($D62=\"Full\",'Failure Persistence Storage'!EB62,0)","v":0},{"$f":"IF($D62=\"Full\",'Failure Persistence Storage'!EE62,0)","v":0},{"$f":"IF($D62=\"Full\",'Failure Persistence Storage'!EF62,0)","v":0},{"$f":"IF($D62=\"Full\",'Failure Persistence Storage'!EI62,0)","v":0},{"$f":"IF($D62=\"Full\",'Failure Persistence Storage'!EJ62,0)","v":0},{"$f":"IF($D62=\"Full\",'Failure Persistence Storage'!EM62,0)","v":0},{"$f":"IF($D62=\"Full\",'Failure Persistence Storage'!EN62,0)","v":0},{"$f":"IF($D62=\"Full\",'Failure Persistence Storage'!EQ62,0)","v":0},{"$f":"IF($D62=\"Full\",'Failure Persistence Storage'!ER62,0)","v":0},{"$f":"IF($D62=\"Full\",'Failure Persistence Storage'!EU62,0)","v":0},{"$f":"IF($D62=\"Full\",'Failure Persistence Storage'!EV62,0)","v":0},{"$f":"IF($D62=\"Full\",'Failure Persistence Storage'!EY62,0)","v":0},{"$f":"IF($D62=\"Full\",'Failure Persistence Storage'!EZ62,0)","v":0},{"$f":"IF($D62=\"Full\",'Failure Persistence Storage'!FC62,0)","v":0},{"$f":"IF($D62=\"Full\",'Failure Persistence Storage'!FD62,0)","v":0},{"$f":"IF($D62=\"Full\",'Failure Persistence Storage'!FG62,0)","v":0},{"$f":"IF($D62=\"Full\",'Failure Persistence Storage'!FH62,0)","v":0},{"$f":"IF($D62=\"Full\",'Failure Persistence Storage'!FK62,0)","v":0},{"$f":"IF($D62=\"Full\",'Failure Persistence Storage'!FL62,0)","v":0},{"$f":"IF($D62=\"Full\",'Failure Persistence Storage'!FO62,0)","v":0},{"$f":"IF($D62=\"Full\",'Failure Persistence Storage'!FP62,0)","v":0},{"$f":"IF($D62=\"Full\",'Failure Persistence Storage'!FS62,0)","v":0},{"$f":"IF($D62=\"Full\",'Failure Persistence Storage'!FT62,0)","v":0},{"$f":"IF($D62=\"Full\",'Failure Persistence Storage'!FW62,0)","v":0},{"$f":"IF($D62=\"Full\",'Failure Persistence Storage'!FX62,0)","v":0},{"$f":"IF($D62=\"Full\",'Failure Persistence Storage'!GA62,0)","v":0},{"$f":"IF($D62=\"Full\",'Failure Persistence Storage'!GB62,0)","v":0},{"$f":"IF($D62=\"Full\",'Failure Persistence Storage'!GE62,0)","v":0},{"$f":"IF($D62=\"Full\",'Failure Persistence Storage'!GF62,0)","v":0},{"$f":"IF($D62=\"Full\",'Failure Persistence Storage'!GI62,0)","v":0},{"$f":"IF($D62=\"Full\",'Failure Persistence Storage'!GJ62,0)","v":0},{"$f":"IF($D62=\"Full\",'Failure Persistence Storage'!GM62,0)","v":0},{"$f":"IF($D62=\"Full\",'Failure Persistence Storage'!GN62,0)","v":0},{"$f":"IF($D62=\"Full\",'Failure Persistence Storage'!GQ62,0)","v":0},{"$f":"IF($D62=\"Full\",'Failure Persistence Storage'!GR62,0)","v":0},{"$f":"IF($D62=\"Full\",'Failure Persistence Storage'!GU62,0)","v":0},{"$f":"IF($D62=\"Full\",'Failure Persistence Storage'!GV62,0)","v":0},{"$f":"IF($D62=\"Full\",'Failure Persistence Storage'!GY62,0)","v":0},{"$f":"IF($D62=\"Full\",'Failure Persistence Storage'!GZ62,0)","v":0},{"$f":"IF($D62=\"Full\",'Failure Persistence Storage'!HC62,0)","v":0},{"$f":"IF($D62=\"Full\",'Failure Persistence Storage'!HD62,0)","v":0},{"$f":"IF($D62=\"Full\",'Failure Persistence Storage'!HG62,0)","v":0},{"$f":"IF($D62=\"Full\",'Failure Persistence Storage'!HH62,0)","v":0},{"$f":"IF($D62=\"Full\",'Failure Persistence Storage'!HK62,0)","v":0},{"$f":"IF($D62=\"Full\",'Failure Persistence Storage'!HL62,0)","v":0},{"$f":"IF($D62=\"Full\",'Failure Persistence Storage'!HO62,0)","v":0}]
[null,null,null,null,null,null,null,null,null,null,null,null,null,null,null,null,null,null,null,null,null,null,null,null,null,null,null," "," "," "," "," "," "," "," "," "," "," "," "," "," "," "," "," "," "," "," "," "," "," "," "," "," "," "," "," "," "," "," "," "," "," "," "," "," "," "," "," "," "," "," "," "," "," "," "," "," "," "," "," "," "," "," "," "," "," "," "," "," "," "," "," "," "," "," "," "," "," "," "," "," "," "," "," "," "," "," "," "," "," "," "," "," "," "," "," "," "," "," "," "," "," "," "," "," "," "," "," "," "," "," "," "," "," "," "," "," "," "," "," "," "," "," "," "," "," "," "," "," "," "," "," "," "," "," "," "," "," "," "," "," "," "," "," "," "," "," "," "," "," "," "," "," "," "," "," "," "," "," "," "," "," "," "," "," "," "," "," "," "," "," "," "," "," "," "," "," "," "," "," "," "," "," "," "," "," "," "," "," "," "," "," "," "," "," "," "," "," "," "," "," "," "," ",null,{"$f":"IF($D63=\"Full\",'Failure Persistence Storage'!AB63,0)","v":0},{"$f":"IF($D63=\"Full\",'Failure Persistence Storage'!AE63,0)","v":0},{"$f":"IF($D63=\"Full\",'Failure Persistence Storage'!AF63,0)","v":0},{"$f":"IF($D63=\"Full\",'Failure Persistence Storage'!AI63,0)","v":0},{"$f":"IF($D63=\"Full\",'Failure Persistence Storage'!AJ63,0)","v":0},{"$f":"IF($D63=\"Full\",'Failure Persistence Storage'!AM63,0)","v":0},{"$f":"IF($D63=\"Full\",'Failure Persistence Storage'!AN63,0)","v":0},{"$f":"IF($D63=\"Full\",'Failure Persistence Storage'!AQ63,0)","v":0},{"$f":"IF($D63=\"Full\",'Failure Persistence Storage'!AR63,0)","v":0},{"$f":"IF($D63=\"Full\",'Failure Persistence Storage'!AU63,0)","v":0},{"$f":"IF($D63=\"Full\",'Failure Persistence Storage'!AV63,0)","v":0},{"$f":"IF($D63=\"Full\",'Failure Persistence Storage'!AY63,0)","v":0},{"$f":"IF($D63=\"Full\",'Failure Persistence Storage'!AZ63,0)","v":0},{"$f":"IF($D63=\"Full\",'Failure Persistence Storage'!BC63,0)","v":0},{"$f":"IF($D63=\"Full\",'Failure Persistence Storage'!BD63,0)","v":0},{"$f":"IF($D63=\"Full\",'Failure Persistence Storage'!BG63,0)","v":0},{"$f":"IF($D63=\"Full\",'Failure Persistence Storage'!BH63,0)","v":0},{"$f":"IF($D63=\"Full\",'Failure Persistence Storage'!BK63,0)","v":0},{"$f":"IF($D63=\"Full\",'Failure Persistence Storage'!BL63,0)","v":0},{"$f":"IF($D63=\"Full\",'Failure Persistence Storage'!BO63,0)","v":0},{"$f":"IF($D63=\"Full\",'Failure Persistence Storage'!BP63,0)","v":0},{"$f":"IF($D63=\"Full\",'Failure Persistence Storage'!BS63,0)","v":0},{"$f":"IF($D63=\"Full\",'Failure Persistence Storage'!BT63,0)","v":0},{"$f":"IF($D63=\"Full\",'Failure Persistence Storage'!BW63,0)","v":0},{"$f":"IF($D63=\"Full\",'Failure Persistence Storage'!BX63,0)","v":0},{"$f":"IF($D63=\"Full\",'Failure Persistence Storage'!CA63,0)","v":0},{"$f":"IF($D63=\"Full\",'Failure Persistence Storage'!CB63,0)","v":0},{"$f":"IF($D63=\"Full\",'Failure Persistence Storage'!CE63,0)","v":0},{"$f":"IF($D63=\"Full\",'Failure Persistence Storage'!CF63,0)","v":0},{"$f":"IF($D63=\"Full\",'Failure Persistence Storage'!CI63,0)","v":0},{"$f":"IF($D63=\"Full\",'Failure Persistence Storage'!CJ63,0)","v":0},{"$f":"IF($D63=\"Full\",'Failure Persistence Storage'!CM63,0)","v":0},{"$f":"IF($D63=\"Full\",'Failure Persistence Storage'!CN63,0)","v":0},{"$f":"IF($D63=\"Full\",'Failure Persistence Storage'!CQ63,0)","v":0},{"$f":"IF($D63=\"Full\",'Failure Persistence Storage'!CR63,0)","v":0},{"$f":"IF($D63=\"Full\",'Failure Persistence Storage'!CU63,0)","v":0},{"$f":"IF($D63=\"Full\",'Failure Persistence Storage'!CV63,0)","v":0},{"$f":"IF($D63=\"Full\",'Failure Persistence Storage'!CY63,0)","v":0},{"$f":"IF($D63=\"Full\",'Failure Persistence Storage'!CZ63,0)","v":0},{"$f":"IF($D63=\"Full\",'Failure Persistence Storage'!DC63,0)","v":0},{"$f":"IF($D63=\"Full\",'Failure Persistence Storage'!DD63,0)","v":0},{"$f":"IF($D63=\"Full\",'Failure Persistence Storage'!DG63,0)","v":0},{"$f":"IF($D63=\"Full\",'Failure Persistence Storage'!DH63,0)","v":0},{"$f":"IF($D63=\"Full\",'Failure Persistence Storage'!DK63,0)","v":0},{"$f":"IF($D63=\"Full\",'Failure Persistence Storage'!DL63,0)","v":0},{"$f":"IF($D63=\"Full\",'Failure Persistence Storage'!DO63,0)","v":0},{"$f":"IF($D63=\"Full\",'Failure Persistence Storage'!DP63,0)","v":0},{"$f":"IF($D63=\"Full\",'Failure Persistence Storage'!DS63,0)","v":0},{"$f":"IF($D63=\"Full\",'Failure Persistence Storage'!DT63,0)","v":0},{"$f":"IF($D63=\"Full\",'Failure Persistence Storage'!DW63,0)","v":0},{"$f":"IF($D63=\"Full\",'Failure Persistence Storage'!DX63,0)","v":0},{"$f":"IF($D63=\"Full\",'Failure Persistence Storage'!EA63,0)","v":0},{"$f":"IF($D63=\"Full\",'Failure Persistence Storage'!EB63,0)","v":0},{"$f":"IF($D63=\"Full\",'Failure Persistence Storage'!EE63,0)","v":0},{"$f":"IF($D63=\"Full\",'Failure Persistence Storage'!EF63,0)","v":0},{"$f":"IF($D63=\"Full\",'Failure Persistence Storage'!EI63,0)","v":0},{"$f":"IF($D63=\"Full\",'Failure Persistence Storage'!EJ63,0)","v":0},{"$f":"IF($D63=\"Full\",'Failure Persistence Storage'!EM63,0)","v":0},{"$f":"IF($D63=\"Full\",'Failure Persistence Storage'!EN63,0)","v":0},{"$f":"IF($D63=\"Full\",'Failure Persistence Storage'!EQ63,0)","v":0},{"$f":"IF($D63=\"Full\",'Failure Persistence Storage'!ER63,0)","v":0},{"$f":"IF($D63=\"Full\",'Failure Persistence Storage'!EU63,0)","v":0},{"$f":"IF($D63=\"Full\",'Failure Persistence Storage'!EV63,0)","v":0},{"$f":"IF($D63=\"Full\",'Failure Persistence Storage'!EY63,0)","v":0},{"$f":"IF($D63=\"Full\",'Failure Persistence Storage'!EZ63,0)","v":0},{"$f":"IF($D63=\"Full\",'Failure Persistence Storage'!FC63,0)","v":0},{"$f":"IF($D63=\"Full\",'Failure Persistence Storage'!FD63,0)","v":0},{"$f":"IF($D63=\"Full\",'Failure Persistence Storage'!FG63,0)","v":0},{"$f":"IF($D63=\"Full\",'Failure Persistence Storage'!FH63,0)","v":0},{"$f":"IF($D63=\"Full\",'Failure Persistence Storage'!FK63,0)","v":0},{"$f":"IF($D63=\"Full\",'Failure Persistence Storage'!FL63,0)","v":0},{"$f":"IF($D63=\"Full\",'Failure Persistence Storage'!FO63,0)","v":0},{"$f":"IF($D63=\"Full\",'Failure Persistence Storage'!FP63,0)","v":0},{"$f":"IF($D63=\"Full\",'Failure Persistence Storage'!FS63,0)","v":0},{"$f":"IF($D63=\"Full\",'Failure Persistence Storage'!FT63,0)","v":0},{"$f":"IF($D63=\"Full\",'Failure Persistence Storage'!FW63,0)","v":0},{"$f":"IF($D63=\"Full\",'Failure Persistence Storage'!FX63,0)","v":0},{"$f":"IF($D63=\"Full\",'Failure Persistence Storage'!GA63,0)","v":0},{"$f":"IF($D63=\"Full\",'Failure Persistence Storage'!GB63,0)","v":0},{"$f":"IF($D63=\"Full\",'Failure Persistence Storage'!GE63,0)","v":0},{"$f":"IF($D63=\"Full\",'Failure Persistence Storage'!GF63,0)","v":0},{"$f":"IF($D63=\"Full\",'Failure Persistence Storage'!GI63,0)","v":0},{"$f":"IF($D63=\"Full\",'Failure Persistence Storage'!GJ63,0)","v":0},{"$f":"IF($D63=\"Full\",'Failure Persistence Storage'!GM63,0)","v":0},{"$f":"IF($D63=\"Full\",'Failure Persistence Storage'!GN63,0)","v":0},{"$f":"IF($D63=\"Full\",'Failure Persistence Storage'!GQ63,0)","v":0},{"$f":"IF($D63=\"Full\",'Failure Persistence Storage'!GR63,0)","v":0},{"$f":"IF($D63=\"Full\",'Failure Persistence Storage'!GU63,0)","v":0},{"$f":"IF($D63=\"Full\",'Failure Persistence Storage'!GV63,0)","v":0},{"$f":"IF($D63=\"Full\",'Failure Persistence Storage'!GY63,0)","v":0},{"$f":"IF($D63=\"Full\",'Failure Persistence Storage'!GZ63,0)","v":0},{"$f":"IF($D63=\"Full\",'Failure Persistence Storage'!HC63,0)","v":0},{"$f":"IF($D63=\"Full\",'Failure Persistence Storage'!HD63,0)","v":0},{"$f":"IF($D63=\"Full\",'Failure Persistence Storage'!HG63,0)","v":0},{"$f":"IF($D63=\"Full\",'Failure Persistence Storage'!HH63,0)","v":0},{"$f":"IF($D63=\"Full\",'Failure Persistence Storage'!HK63,0)","v":0},{"$f":"IF($D63=\"Full\",'Failure Persistence Storage'!HL63,0)","v":0},{"$f":"IF($D63=\"Full\",'Failure Persistence Storage'!HO63,0)","v":0}]
[null,null,null,null,null,null,null,null,null,null,null,null,null,null,null,null,null,null,null,null,null,null,null,null,null,null,null," "," "," "," "," "," "," "," "," "," "," "," "," "," "," "," "," "," "," "," "," "," "," "," "," "," "," "," "," "," "," "," "," "," "," "," "," "," "," "," "," "," "," "," "," "," "," "," "," "," "," "," "," "," "," "," "," "," "," "," "," "," "," "," "," "," "," "," "," "," "," "," "," "," "," "," "," "," "," "," "," "," "," "," "," "," "," "," "," "," "," "," "," "," "," "," "," "," "," "," "," "," "," "," "," "," "," "," "," "," "," "," "," "," "," "," "," "," "," "," "," "," "," "," "," "," "," "," "," "," "," "," "," "," "," "," "," "," "," "," "," "," "," "," "," "," "," "," "," "," "," "," "," "," "," "," "," "," "," "," "," "," "," "," "," "," "," "," "," "," "," "," "," "," "," "," "," "," "," "," "," "," "," "," "," "," "," "," "," "," "," "," "," "," "," "," ",null,{"$f":"IF($D64=\"Full\",'Failure Persistence Storage'!AB64,0)","v":0},{"$f":"IF($D64=\"Full\",'Failure Persistence Storage'!AE64,0)","v":0},{"$f":"IF($D64=\"Full\",'Failure Persistence Storage'!AF64,0)","v":0},{"$f":"IF($D64=\"Full\",'Failure Persistence Storage'!AI64,0)","v":0},{"$f":"IF($D64=\"Full\",'Failure Persistence Storage'!AJ64,0)","v":0},{"$f":"IF($D64=\"Full\",'Failure Persistence Storage'!AM64,0)","v":0},{"$f":"IF($D64=\"Full\",'Failure Persistence Storage'!AN64,0)","v":0},{"$f":"IF($D64=\"Full\",'Failure Persistence Storage'!AQ64,0)","v":0},{"$f":"IF($D64=\"Full\",'Failure Persistence Storage'!AR64,0)","v":0},{"$f":"IF($D64=\"Full\",'Failure Persistence Storage'!AU64,0)","v":0},{"$f":"IF($D64=\"Full\",'Failure Persistence Storage'!AV64,0)","v":0},{"$f":"IF($D64=\"Full\",'Failure Persistence Storage'!AY64,0)","v":0},{"$f":"IF($D64=\"Full\",'Failure Persistence Storage'!AZ64,0)","v":0},{"$f":"IF($D64=\"Full\",'Failure Persistence Storage'!BC64,0)","v":0},{"$f":"IF($D64=\"Full\",'Failure Persistence Storage'!BD64,0)","v":0},{"$f":"IF($D64=\"Full\",'Failure Persistence Storage'!BG64,0)","v":0},{"$f":"IF($D64=\"Full\",'Failure Persistence Storage'!BH64,0)","v":0},{"$f":"IF($D64=\"Full\",'Failure Persistence Storage'!BK64,0)","v":0},{"$f":"IF($D64=\"Full\",'Failure Persistence Storage'!BL64,0)","v":0},{"$f":"IF($D64=\"Full\",'Failure Persistence Storage'!BO64,0)","v":0},{"$f":"IF($D64=\"Full\",'Failure Persistence Storage'!BP64,0)","v":0},{"$f":"IF($D64=\"Full\",'Failure Persistence Storage'!BS64,0)","v":0},{"$f":"IF($D64=\"Full\",'Failure Persistence Storage'!BT64,0)","v":0},{"$f":"IF($D64=\"Full\",'Failure Persistence Storage'!BW64,0)","v":0},{"$f":"IF($D64=\"Full\",'Failure Persistence Storage'!BX64,0)","v":0},{"$f":"IF($D64=\"Full\",'Failure Persistence Storage'!CA64,0)","v":0},{"$f":"IF($D64=\"Full\",'Failure Persistence Storage'!CB64,0)","v":0},{"$f":"IF($D64=\"Full\",'Failure Persistence Storage'!CE64,0)","v":0},{"$f":"IF($D64=\"Full\",'Failure Persistence Storage'!CF64,0)","v":0},{"$f":"IF($D64=\"Full\",'Failure Persistence Storage'!CI64,0)","v":0},{"$f":"IF($D64=\"Full\",'Failure Persistence Storage'!CJ64,0)","v":0},{"$f":"IF($D64=\"Full\",'Failure Persistence Storage'!CM64,0)","v":0},{"$f":"IF($D64=\"Full\",'Failure Persistence Storage'!CN64,0)","v":0},{"$f":"IF($D64=\"Full\",'Failure Persistence Storage'!CQ64,0)","v":0},{"$f":"IF($D64=\"Full\",'Failure Persistence Storage'!CR64,0)","v":0},{"$f":"IF($D64=\"Full\",'Failure Persistence Storage'!CU64,0)","v":0},{"$f":"IF($D64=\"Full\",'Failure Persistence Storage'!CV64,0)","v":0},{"$f":"IF($D64=\"Full\",'Failure Persistence Storage'!CY64,0)","v":0},{"$f":"IF($D64=\"Full\",'Failure Persistence Storage'!CZ64,0)","v":0},{"$f":"IF($D64=\"Full\",'Failure Persistence Storage'!DC64,0)","v":0},{"$f":"IF($D64=\"Full\",'Failure Persistence Storage'!DD64,0)","v":0},{"$f":"IF($D64=\"Full\",'Failure Persistence Storage'!DG64,0)","v":0},{"$f":"IF($D64=\"Full\",'Failure Persistence Storage'!DH64,0)","v":0},{"$f":"IF($D64=\"Full\",'Failure Persistence Storage'!DK64,0)","v":0},{"$f":"IF($D64=\"Full\",'Failure Persistence Storage'!DL64,0)","v":0},{"$f":"IF($D64=\"Full\",'Failure Persistence Storage'!DO64,0)","v":0},{"$f":"IF($D64=\"Full\",'Failure Persistence Storage'!DP64,0)","v":0},{"$f":"IF($D64=\"Full\",'Failure Persistence Storage'!DS64,0)","v":0},{"$f":"IF($D64=\"Full\",'Failure Persistence Storage'!DT64,0)","v":0},{"$f":"IF($D64=\"Full\",'Failure Persistence Storage'!DW64,0)","v":0},{"$f":"IF($D64=\"Full\",'Failure Persistence Storage'!DX64,0)","v":0},{"$f":"IF($D64=\"Full\",'Failure Persistence Storage'!EA64,0)","v":0},{"$f":"IF($D64=\"Full\",'Failure Persistence Storage'!EB64,0)","v":0},{"$f":"IF($D64=\"Full\",'Failure Persistence Storage'!EE64,0)","v":0},{"$f":"IF($D64=\"Full\",'Failure Persistence Storage'!EF64,0)","v":0},{"$f":"IF($D64=\"Full\",'Failure Persistence Storage'!EI64,0)","v":0},{"$f":"IF($D64=\"Full\",'Failure Persistence Storage'!EJ64,0)","v":0},{"$f":"IF($D64=\"Full\",'Failure Persistence Storage'!EM64,0)","v":0},{"$f":"IF($D64=\"Full\",'Failure Persistence Storage'!EN64,0)","v":0},{"$f":"IF($D64=\"Full\",'Failure Persistence Storage'!EQ64,0)","v":0},{"$f":"IF($D64=\"Full\",'Failure Persistence Storage'!ER64,0)","v":0},{"$f":"IF($D64=\"Full\",'Failure Persistence Storage'!EU64,0)","v":0},{"$f":"IF($D64=\"Full\",'Failure Persistence Storage'!EV64,0)","v":0},{"$f":"IF($D64=\"Full\",'Failure Persistence Storage'!EY64,0)","v":0},{"$f":"IF($D64=\"Full\",'Failure Persistence Storage'!EZ64,0)","v":0},{"$f":"IF($D64=\"Full\",'Failure Persistence Storage'!FC64,0)","v":0},{"$f":"IF($D64=\"Full\",'Failure Persistence Storage'!FD64,0)","v":0},{"$f":"IF($D64=\"Full\",'Failure Persistence Storage'!FG64,0)","v":0},{"$f":"IF($D64=\"Full\",'Failure Persistence Storage'!FH64,0)","v":0},{"$f":"IF($D64=\"Full\",'Failure Persistence Storage'!FK64,0)","v":0},{"$f":"IF($D64=\"Full\",'Failure Persistence Storage'!FL64,0)","v":0},{"$f":"IF($D64=\"Full\",'Failure Persistence Storage'!FO64,0)","v":0},{"$f":"IF($D64=\"Full\",'Failure Persistence Storage'!FP64,0)","v":0},{"$f":"IF($D64=\"Full\",'Failure Persistence Storage'!FS64,0)","v":0},{"$f":"IF($D64=\"Full\",'Failure Persistence Storage'!FT64,0)","v":0},{"$f":"IF($D64=\"Full\",'Failure Persistence Storage'!FW64,0)","v":0},{"$f":"IF($D64=\"Full\",'Failure Persistence Storage'!FX64,0)","v":0},{"$f":"IF($D64=\"Full\",'Failure Persistence Storage'!GA64,0)","v":0},{"$f":"IF($D64=\"Full\",'Failure Persistence Storage'!GB64,0)","v":0},{"$f":"IF($D64=\"Full\",'Failure Persistence Storage'!GE64,0)","v":0},{"$f":"IF($D64=\"Full\",'Failure Persistence Storage'!GF64,0)","v":0},{"$f":"IF($D64=\"Full\",'Failure Persistence Storage'!GI64,0)","v":0},{"$f":"IF($D64=\"Full\",'Failure Persistence Storage'!GJ64,0)","v":0},{"$f":"IF($D64=\"Full\",'Failure Persistence Storage'!GM64,0)","v":0},{"$f":"IF($D64=\"Full\",'Failure Persistence Storage'!GN64,0)","v":0},{"$f":"IF($D64=\"Full\",'Failure Persistence Storage'!GQ64,0)","v":0},{"$f":"IF($D64=\"Full\",'Failure Persistence Storage'!GR64,0)","v":0},{"$f":"IF($D64=\"Full\",'Failure Persistence Storage'!GU64,0)","v":0},{"$f":"IF($D64=\"Full\",'Failure Persistence Storage'!GV64,0)","v":0},{"$f":"IF($D64=\"Full\",'Failure Persistence Storage'!GY64,0)","v":0},{"$f":"IF($D64=\"Full\",'Failure Persistence Storage'!GZ64,0)","v":0},{"$f":"IF($D64=\"Full\",'Failure Persistence Storage'!HC64,0)","v":0},{"$f":"IF($D64=\"Full\",'Failure Persistence Storage'!HD64,0)","v":0},{"$f":"IF($D64=\"Full\",'Failure Persistence Storage'!HG64,0)","v":0},{"$f":"IF($D64=\"Full\",'Failure Persistence Storage'!HH64,0)","v":0},{"$f":"IF($D64=\"Full\",'Failure Persistence Storage'!HK64,0)","v":0},{"$f":"IF($D64=\"Full\",'Failure Persistence Storage'!HL64,0)","v":0},{"$f":"IF($D64=\"Full\",'Failure Persistence Storage'!HO64,0)","v":0}]
[null,null,null,null,null,null,null,null,null,null,null,null,null,null,null,null,null,null,null,null,null,null,null,null,null,null,null," "," "," "," "," "," "," "," "," "," "," "," "," "," "," "," "," "," "," "," "," "," "," "," "," "," "," "," "," "," "," "," "," "," "," "," "," "," "," "," "," "," "," "," "," "," "," "," "," "," "," "," "," "," "," "," "," "," "," "," "," "," "," "," "," "," "," "," "," "," "," "," "," "," "," "," "," "," "," "," "," "," "," "," "," "," "," "," "," "," "," "," "," "," "," "," "," "," "," "," "," "," "," "," "," "," "," "," "," "," "," "," "," "," "," "," "," "," "," "," "," "," "," "," "," "," "," "," "," "," "," "," "," "," "," "," "," "," "," "," "," "," "," "," "," "," "," "," "," "," "," "," "," "," "," "," "," "," "," "," "," "," "," "," "," "," "," "," "," "," "," "," "," "," "," "," "," "," "," "," "," "," "," "," "," "," "," "," "," "," "," "," "," "," "," "," ",null,{"$f":"IF($D65=\"Full\",'Failure Persistence Storage'!AB65,0)","v":0},{"$f":"IF($D65=\"Full\",'Failure Persistence Storage'!AE65,0)","v":0},{"$f":"IF($D65=\"Full\",'Failure Persistence Storage'!AF65,0)","v":0},{"$f":"IF($D65=\"Full\",'Failure Persistence Storage'!AI65,0)","v":0},{"$f":"IF($D65=\"Full\",'Failure Persistence Storage'!AJ65,0)","v":0},{"$f":"IF($D65=\"Full\",'Failure Persistence Storage'!AM65,0)","v":0},{"$f":"IF($D65=\"Full\",'Failure Persistence Storage'!AN65,0)","v":0},{"$f":"IF($D65=\"Full\",'Failure Persistence Storage'!AQ65,0)","v":0},{"$f":"IF($D65=\"Full\",'Failure Persistence Storage'!AR65,0)","v":0},{"$f":"IF($D65=\"Full\",'Failure Persistence Storage'!AU65,0)","v":0},{"$f":"IF($D65=\"Full\",'Failure Persistence Storage'!AV65,0)","v":0},{"$f":"IF($D65=\"Full\",'Failure Persistence Storage'!AY65,0)","v":0},{"$f":"IF($D65=\"Full\",'Failure Persistence Storage'!AZ65,0)","v":0},{"$f":"IF($D65=\"Full\",'Failure Persistence Storage'!BC65,0)","v":0},{"$f":"IF($D65=\"Full\",'Failure Persistence Storage'!BD65,0)","v":0},{"$f":"IF($D65=\"Full\",'Failure Persistence Storage'!BG65,0)","v":0},{"$f":"IF($D65=\"Full\",'Failure Persistence Storage'!BH65,0)","v":0},{"$f":"IF($D65=\"Full\",'Failure Persistence Storage'!BK65,0)","v":0},{"$f":"IF($D65=\"Full\",'Failure Persistence Storage'!BL65,0)","v":0},{"$f":"IF($D65=\"Full\",'Failure Persistence Storage'!BO65,0)","v":0},{"$f":"IF($D65=\"Full\",'Failure Persistence Storage'!BP65,0)","v":0},{"$f":"IF($D65=\"Full\",'Failure Persistence Storage'!BS65,0)","v":0},{"$f":"IF($D65=\"Full\",'Failure Persistence Storage'!BT65,0)","v":0},{"$f":"IF($D65=\"Full\",'Failure Persistence Storage'!BW65,0)","v":0},{"$f":"IF($D65=\"Full\",'Failure Persistence Storage'!BX65,0)","v":0},{"$f":"IF($D65=\"Full\",'Failure Persistence Storage'!CA65,0)","v":0},{"$f":"IF($D65=\"Full\",'Failure Persistence Storage'!CB65,0)","v":0},{"$f":"IF($D65=\"Full\",'Failure Persistence Storage'!CE65,0)","v":0},{"$f":"IF($D65=\"Full\",'Failure Persistence Storage'!CF65,0)","v":0},{"$f":"IF($D65=\"Full\",'Failure Persistence Storage'!CI65,0)","v":0},{"$f":"IF($D65=\"Full\",'Failure Persistence Storage'!CJ65,0)","v":0},{"$f":"IF($D65=\"Full\",'Failure Persistence Storage'!CM65,0)","v":0},{"$f":"IF($D65=\"Full\",'Failure Persistence Storage'!CN65,0)","v":0},{"$f":"IF($D65=\"Full\",'Failure Persistence Storage'!CQ65,0)","v":0},{"$f":"IF($D65=\"Full\",'Failure Persistence Storage'!CR65,0)","v":0},{"$f":"IF($D65=\"Full\",'Failure Persistence Storage'!CU65,0)","v":0},{"$f":"IF($D65=\"Full\",'Failure Persistence Storage'!CV65,0)","v":0},{"$f":"IF($D65=\"Full\",'Failure Persistence Storage'!CY65,0)","v":0},{"$f":"IF($D65=\"Full\",'Failure Persistence Storage'!CZ65,0)","v":0},{"$f":"IF($D65=\"Full\",'Failure Persistence Storage'!DC65,0)","v":0},{"$f":"IF($D65=\"Full\",'Failure Persistence Storage'!DD65,0)","v":0},{"$f":"IF($D65=\"Full\",'Failure Persistence Storage'!DG65,0)","v":0},{"$f":"IF($D65=\"Full\",'Failure Persistence Storage'!DH65,0)","v":0},{"$f":"IF($D65=\"Full\",'Failure Persistence Storage'!DK65,0)","v":0},{"$f":"IF($D65=\"Full\",'Failure Persistence Storage'!DL65,0)","v":0},{"$f":"IF($D65=\"Full\",'Failure Persistence Storage'!DO65,0)","v":0},{"$f":"IF($D65=\"Full\",'Failure Persistence Storage'!DP65,0)","v":0},{"$f":"IF($D65=\"Full\",'Failure Persistence Storage'!DS65,0)","v":0},{"$f":"IF($D65=\"Full\",'Failure Persistence Storage'!DT65,0)","v":0},{"$f":"IF($D65=\"Full\",'Failure Persistence Storage'!DW65,0)","v":0},{"$f":"IF($D65=\"Full\",'Failure Persistence Storage'!DX65,0)","v":0},{"$f":"IF($D65=\"Full\",'Failure Persistence Storage'!EA65,0)","v":0},{"$f":"IF($D65=\"Full\",'Failure Persistence Storage'!EB65,0)","v":0},{"$f":"IF($D65=\"Full\",'Failure Persistence Storage'!EE65,0)","v":0},{"$f":"IF($D65=\"Full\",'Failure Persistence Storage'!EF65,0)","v":0},{"$f":"IF($D65=\"Full\",'Failure Persistence Storage'!EI65,0)","v":0},{"$f":"IF($D65=\"Full\",'Failure Persistence Storage'!EJ65,0)","v":0},{"$f":"IF($D65=\"Full\",'Failure Persistence Storage'!EM65,0)","v":0},{"$f":"IF($D65=\"Full\",'Failure Persistence Storage'!EN65,0)","v":0},{"$f":"IF($D65=\"Full\",'Failure Persistence Storage'!EQ65,0)","v":0},{"$f":"IF($D65=\"Full\",'Failure Persistence Storage'!ER65,0)","v":0},{"$f":"IF($D65=\"Full\",'Failure Persistence Storage'!EU65,0)","v":0},{"$f":"IF($D65=\"Full\",'Failure Persistence Storage'!EV65,0)","v":0},{"$f":"IF($D65=\"Full\",'Failure Persistence Storage'!EY65,0)","v":0},{"$f":"IF($D65=\"Full\",'Failure Persistence Storage'!EZ65,0)","v":0},{"$f":"IF($D65=\"Full\",'Failure Persistence Storage'!FC65,0)","v":0},{"$f":"IF($D65=\"Full\",'Failure Persistence Storage'!FD65,0)","v":0},{"$f":"IF($D65=\"Full\",'Failure Persistence Storage'!FG65,0)","v":0},{"$f":"IF($D65=\"Full\",'Failure Persistence Storage'!FH65,0)","v":0},{"$f":"IF($D65=\"Full\",'Failure Persistence Storage'!FK65,0)","v":0},{"$f":"IF($D65=\"Full\",'Failure Persistence Storage'!FL65,0)","v":0},{"$f":"IF($D65=\"Full\",'Failure Persistence Storage'!FO65,0)","v":0},{"$f":"IF($D65=\"Full\",'Failure Persistence Storage'!FP65,0)","v":0},{"$f":"IF($D65=\"Full\",'Failure Persistence Storage'!FS65,0)","v":0},{"$f":"IF($D65=\"Full\",'Failure Persistence Storage'!FT65,0)","v":0},{"$f":"IF($D65=\"Full\",'Failure Persistence Storage'!FW65,0)","v":0},{"$f":"IF($D65=\"Full\",'Failure Persistence Storage'!FX65,0)","v":0},{"$f":"IF($D65=\"Full\",'Failure Persistence Storage'!GA65,0)","v":0},{"$f":"IF($D65=\"Full\",'Failure Persistence Storage'!GB65,0)","v":0},{"$f":"IF($D65=\"Full\",'Failure Persistence Storage'!GE65,0)","v":0},{"$f":"IF($D65=\"Full\",'Failure Persistence Storage'!GF65,0)","v":0},{"$f":"IF($D65=\"Full\",'Failure Persistence Storage'!GI65,0)","v":0},{"$f":"IF($D65=\"Full\",'Failure Persistence Storage'!GJ65,0)","v":0},{"$f":"IF($D65=\"Full\",'Failure Persistence Storage'!GM65,0)","v":0},{"$f":"IF($D65=\"Full\",'Failure Persistence Storage'!GN65,0)","v":0},{"$f":"IF($D65=\"Full\",'Failure Persistence Storage'!GQ65,0)","v":0},{"$f":"IF($D65=\"Full\",'Failure Persistence Storage'!GR65,0)","v":0},{"$f":"IF($D65=\"Full\",'Failure Persistence Storage'!GU65,0)","v":0},{"$f":"IF($D65=\"Full\",'Failure Persistence Storage'!GV65,0)","v":0},{"$f":"IF($D65=\"Full\",'Failure Persistence Storage'!GY65,0)","v":0},{"$f":"IF($D65=\"Full\",'Failure Persistence Storage'!GZ65,0)","v":0},{"$f":"IF($D65=\"Full\",'Failure Persistence Storage'!HC65,0)","v":0},{"$f":"IF($D65=\"Full\",'Failure Persistence Storage'!HD65,0)","v":0},{"$f":"IF($D65=\"Full\",'Failure Persistence Storage'!HG65,0)","v":0},{"$f":"IF($D65=\"Full\",'Failure Persistence Storage'!HH65,0)","v":0},{"$f":"IF($D65=\"Full\",'Failure Persistence Storage'!HK65,0)","v":0},{"$f":"IF($D65=\"Full\",'Failure Persistence Storage'!HL65,0)","v":0},{"$f":"IF($D65=\"Full\",'Failure Persistence Storage'!HO65,0)","v":0}]
[null,"Combination of elements",null,{"$f":"IF(OR(D56=\"Part\",D57=\"Part\",D58=\"Part\",D59=\"Part\",D60=\"Part\",D61=\"Part\",D62=\"Part\",D63=\"Part\",D64=\"Part\",D65=\"Part\"),\"Part\",IF(OR(D56=\"Full\",D57=\"Full\",D58=\"Full\",D59=\"Full\",D60=\"Full\",D61=\"Full\",D62=\"Full\",D63=\"Full\",D64=\"Full\",D65=\"Full\"),\"Full\",IF(AND(D56=\" \",D57=\" \",D58=\" \",D59=\" \",D60=\" \",D61=\" \",D62=\" \",D63=\" \",D64=\" \",D65=\" \"),\" \",\" \")))","v":"Part"},null,null,null,null,null,null,null,null,null,null,null,null,null,null,null,null,null,null,null,null,null,null,null,{"$f":"IF($D66=\" \",\" \",1/AC66)","v":6.0361322878752199},{"$f":"IF($D66=\" \",\" \",SUM(AC56:AC65))","v":0.16566900000000004},{"$f":"IF($D66=\" \",\" \",SUM(AD56:AD65))","v":0.39438336000000002},{"$f":"IF($D66=\" \",\" \",AB66*AD66)","v":2.3805501330967167},{"$f":"IF($D66=\" \",\" \",1/AG66)","v":6.16188504387262},{"$f":"IF($D66=\" \",\" \",SUM(AG56:AG65))","v":0.16228800000000004},{"$f":"IF($D66=\" \",\" \",SUM(AH56:AH65))","v":0.77266944000000004},{"$f":"IF($D66=\" \",\" \",AF66*AH66)","v":4.7611002661934334},6.2929889809762933,{"$f":"IF($D66=\" \",\" \",SUM(AK56:AK65))","v":0.15890700000000002},{"$f":"IF($D66=\" \",\" \",SUM(AL56:AL65))","v":0.97831621733333329},{"$f":"IF($D66=\" \",\" \",AJ66*AL66)","v":6.1565331755890753},6.4297930892583874,{"$f":"IF($D66=\" \",\" \",SUM(AO56:AO65))","v":0.155526},{"$f":"IF($D66=\" \",\" \",SUM(AP56:AP65))","v":1.021315736},{"$f":"IF($D66=\" \",\" \",AN66*AP66)","v":6.5668488612836438},6.5726773801307958,{"$f":"IF($D66=\" \",\" \",SUM(AS56:AS65))","v":0.152145},{"$f":"IF($D66=\" \",\" \",SUM(AT56:AT65))","v":1.0615407000000001},{"$f":"IF($D66=\" \",\" \",AR66*AT66)","v":6.9771645469782122},6.7220564114974053,{"$f":"IF($D66=\" \",\" \",SUM(AW56:AW65))","v":0.14876400000000001},{"$f":"IF($D66=\" \",\" \",SUM(AX56:AX65))","v":1.0989911093333333},{"$f":"IF($D66=\" \",\" \",AV66*AX66)","v":7.3874802326727789},6.8783833047880432,{"$f":"IF($D66=\" \",\" \",SUM(BA56:BA65))","v":0.14538299999999998},{"$f":"IF($D66=\" \",\" \",SUM(BB56:BB65))","v":1.1336669640000001},{"$f":"IF($D66=\" \",\" \",AZ66*BB66)","v":7.7977959183673482},7.0421543358544252,{"$f":"IF($D66=\" \",\" \",SUM(BE56:BE65))","v":0.14200199999999999},{"$f":"IF($D66=\" \",\" \",SUM(BF56:BF65))","v":1.1655682640000002},{"$f":"IF($D66=\" \",\" \",BD66*BF66)","v":8.2081116040619175},7.2139141977045318,{"$f":"IF($D66=\" \",\" \",SUM(BI56:BI65))","v":0.13862100000000002},{"$f":"IF($D66=\" \",\" \",SUM(BJ56:BJ65))","v":1.1946950093333333},{"$f":"IF($D66=\" \",\" \",BH66*BJ66)","v":8.6184272897564806},7.3942620526471448,{"$f":"IF($D66=\" \",\" \",SUM(BM56:BM65))","v":0.13524000000000003},{"$f":"IF($D66=\" \",\" \",SUM(BN56:BN65))","v":1.2210472000000001},{"$f":"IF($D66=\" \",\" \",BL66*BN66)","v":9.0287429754510491},7.5838585155355336,{"$f":"IF($D66=\" \",\" \",SUM(BQ56:BQ65))","v":0.131859},{"$f":"IF($D66=\" \",\" \",SUM(BR56:BR65))","v":1.2446248359999998},{"$f":"IF($D66=\" \",\" \",BP66*BR66)","v":9.4390586611456158},7.783433739628574,{"$f":"IF($D66=\" \",\" \",SUM(BU56:BU65))","v":0.12847800000000001},{"$f":"IF($D66=\" \",\" \",SUM(BV56:BV65))","v":1.2654279173333334},{"$f":"IF($D66=\" \",\" \",BT66*BV66)","v":9.8493743468401842},7.9937968136725894,{"$f":"IF($D66=\" \",\" \",SUM(BY56:BY65))","v":0.12509700000000001},{"$f":"IF($D66=\" \",\" \",SUM(BZ56:BZ65))","v":1.283456444},{"$f":"IF($D66=\" \",\" \",BX66*BZ66)","v":10.259690032534753},8.2158467251634946,{"$f":"IF($D66=\" \",\" \",SUM(CC56:CC65))","v":0.12171600000000002},{"$f":"IF($D66=\" \",\" \",SUM(CD56:CD65))","v":1.2987104160000003},{"$f":"IF($D66=\" \",\" \",CB66*CD66)","v":10.670005718229321},8.4505852030253106,{"$f":"IF($D66=\" \",\" \",SUM(CG56:CG65))","v":0.118335},{"$f":"IF($D66=\" \",\" \",SUM(CH56:CH65))","v":1.3111898333333334},{"$f":"IF($D66=\" \",\" \",CF66*CH66)","v":11.08032140392389},8.6991318266437005,{"$f":"IF($D66=\" \",\" \",SUM(CK56:CK65))","v":0.114954},{"$f":"IF($D66=\" \",\" \",SUM(CL56:CL65))","v":1.3208946960000001},{"$f":"IF($D66=\" \",\" \",CJ66*CL66)","v":11.490637089618456},8.962741881996541,{"$f":"IF($D66=\" \",\" \",SUM(CO56:CO65))","v":0.11157299999999999},{"$f":"IF($D66=\" \",\" \",SUM(CP56:CP65))","v":1.3278250040000001},{"$f":"IF($D66=\" \",\" \",CN66*CP66)","v":11.900952775313026},{"$f":"IF($D66=\" \",\" \",1/CS66)","v":9.2428275658089323},{"$f":"IF($D66=\" \",\" \",SUM(CS56:CS65))","v":0.108192},{"$f":"IF($D66=\" \",\" \",SUM(CT56:CT65))","v":1.3319807573333333},{"$f":"IF($D66=\" \",\" \",CR66*CT66)","v":12.311268461007591},9.5409832937382539,{"$f":"IF($D66=\" \",\" \",SUM(CW56:CW65))","v":0.10481099999999999},{"$f":"IF($D66=\" \",\" \",SUM(CX56:CX65))","v":1.3333619560000001},{"$f":"IF($D66=\" \",\" \",CV66*CX66)","v":12.721584146702162},9.8590160701961942,{"$f":"IF($D66=\" \",\" \",SUM(DA56:DA65))","v":0.10143000000000001},{"$f":"IF($D66=\" \",\" \",SUM(DB56:DB65))","v":1.3319686000000002},{"$f":"IF($D66=\" \",\" \",CZ66*DB66)","v":13.131899832396728},10.198982141582272,{"$f":"IF($D66=\" \",\" \",SUM(DE56:DE65))","v":9.8048999999999983E-2},{"$f":"IF($D66=\" \",\" \",SUM(DF56:DF65))","v":1.3278006893333334},{"$f":"IF($D66=\" \",\" \",DD66*DF66)","v":13.542215518091298},10.563231503781637,{"$f":"IF($D66=\" \",\" \",SUM(DI56:DI65))","v":9.4668000000000002E-2},{"$f":"IF($D66=\" \",\" \",SUM(DJ56:DJ65))","v":1.320858224},{"$f":"IF($D66=\" \",\" \",DH66*DJ66)","v":13.952531203785862},10.954462300217992,{"$f":"IF($D66=\" \",\" \",SUM(DM56:DM65))","v":9.1287000000000007E-2},{"$f":"IF($D66=\" \",\" \",SUM(DN56:DN65))","v":1.3111412039999999},{"$f":"IF($D66=\" \",\" \",DL66*DN66)","v":14.362846889480426},11.375787773303301,{"$f":"IF($D66=\" \",\" \",SUM(DQ56:DQ65))","v":8.7905999999999998E-2},{"$f":"IF($D66=\" \",\" \",SUM(DR56:DR65))","v":1.2986496293333334},{"$f":"IF($D66=\" \",\" \",DP66*DR66)","v":14.773162575174998},11.830819284235432,{"$f":"IF($D66=\" \",\" \",SUM(DU56:DU65))","v":8.4525000000000017E-2},{"$f":"IF($D66=\" \",\" \",SUM(DV56:DV65))","v":1.2833835},{"$f":"IF($D66=\" \",\" \",DT66*DV66)","v":15.183478260869563},12.32377008774524,{"$f":"IF($D66=\" \",\" \",SUM(DY56:DY65))","v":8.1144000000000022E-2},{"$f":"IF($D66=\" \",\" \",SUM(DZ56:DZ65))","v":1.2653428160000002},{"$f":"IF($D66=\" \",\" \",DX66*DZ66)","v":15.593793946564132},12.859586178516775,{"$f":"IF($D66=\" \",\" \",SUM(EC56:EC65))","v":7.7762999999999999E-2},{"$f":"IF($D66=\" \",\" \",SUM(ED56:ED65))","v":1.2445275773333333},{"$f":"IF($D66=\" \",\" \",EB66*ED66)","v":16.0041096322587},13.444112822994811,{"$f":"IF($D66=\" \",\" \",SUM(EG56:EG65))","v":7.4382000000000004E-2},{"$f":"IF($D66=\" \",\" \",SUM(EH56:EH65))","v":1.2209377840000002},{"$f":"IF($D66=\" \",\" \",EF66*EH66)","v":16.41442531795327},14.08430867170885,{"$f":"IF($D66=\" \",\" \",SUM(EK56:EK65))","v":7.1000999999999995E-2},{"$f":"IF($D66=\" \",\" \",SUM(EL56:EL65))","v":1.1945734360000002},{"$f":"IF($D66=\" \",\" \",EJ66*EL66)","v":16.824741003647841},14.78852410529429,{"$f":"IF($D66=\" \",\" \",SUM(EO56:EO65))","v":6.7620000000000013E-2},{"$f":"IF($D66=\" \",\" \",SUM(EP56:EP65))","v":1.1654345333333336},{"$f":"IF($D66=\" \",\" \",EN66*EP66)","v":17.235056689342404},15.566867479257148,{"$f":"IF($D66=\" \",\" \",SUM(ES56:ES65))","v":6.4239000000000004E-2},{"$f":"IF($D66=\" \",\" \",SUM(ET56:ET65))","v":1.1335210760000001},{"$f":"IF($D66=\" \",\" \",ER66*ET66)","v":17.64537237503697},16.431693450326989,{"$f":"IF($D66=\" \",\" \",SUM(EW56:EW65))","v":6.0858000000000009E-2},{"$f":"IF($D66=\" \",\" \",SUM(EX56:EX65))","v":1.0988330640000001},{"$f":"IF($D66=\" \",\" \",EV66*EX66)","v":18.055688060731541},17.398263653287401,{"$f":"IF($D66=\" \",\" \",SUM(FA56:FA65))","v":5.7477E-2},{"$f":"IF($D66=\" \",\" \",SUM(FB56:FB65))","v":1.0613704973333333},{"$f":"IF($D66=\" \",\" \",EZ66*FB66)","v":18.466003746426107},{"$f":"IF($D66=\" \",\" \",1/FE66)","v":18.485655131617865},{"$f":"IF($D66=\" \",\" \",SUM(FE56:FE65))","v":5.4095999999999998E-2},{"$f":"IF($D66=\" \",\" \",SUM(FF56:FF65))","v":1.0211333760000001},{"$f":"IF($D66=\" \",\" \",FD66*FF66)","v":18.876319432120678},19.718032140392388,{"$f":"IF($D66=\" \",\" \",SUM(FI56:FI65))","v":5.0715000000000003E-2},{"$f":"IF($D66=\" \",\" \",SUM(FJ56:FJ65))","v":0.97812169999999998},{"$f":"IF($D66=\" \",\" \",FH66*FJ66)","v":19.286635117815241},21.126463007563274,{"$f":"IF($D66=\" \",\" \",SUM(FM56:FM65))","v":4.7334000000000001E-2},{"$f":"IF($D66=\" \",\" \",SUM(FN56:FN65))","v":0.93233546933333333},{"$f":"IF($D66=\" \",\" \",FL66*FN66)","v":19.696950803509811},22.751575546606603,{"$f":"IF($D66=\" \",\" \",SUM(FQ56:FQ65))","v":4.3952999999999999E-2},{"$f":"IF($D66=\" \",\" \",SUM(FR56:FR65))","v":0.88377468400000014},{"$f":"IF($D66=\" \",\" \",FP66*FR66)","v":20.107266489204381},24.64754017549048,{"$f":"IF($D66=\" \",\" \",SUM(FU56:FU65))","v":4.0572000000000011E-2},{"$f":"IF($D66=\" \",\" \",SUM(FV56:FV65))","v":0.83243934400000008},{"$f":"IF($D66=\" \",\" \",FT66*FV66)","v":20.517582174898941},26.888225645989621,{"$f":"IF($D66=\" \",\" \",SUM(FY56:FY65))","v":3.7191000000000002E-2},{"$f":"IF($D66=\" \",\" \",SUM(FZ56:FZ65))","v":0.77832944933333337},{"$f":"IF($D66=\" \",\" \",FX66*FZ66)","v":20.927897860593514},29.577048210588579,{"$f":"IF($D66=\" \",\" \",SUM(GC56:GC65))","v":3.3810000000000007E-2},{"$f":"IF($D66=\" \",\" \",SUM(GD56:GD65))","v":0.721445},{"$f":"IF($D66=\" \",\" \",GB66*GD66)","v":21.338213546288078},32.863386900653978,{"$f":"IF($D66=\" \",\" \",SUM(GG56:GG65))","v":3.0429000000000005E-2},{"$f":"IF($D66=\" \",\" \",SUM(GH56:GH65))","v":0.66178599599999999},{"$f":"IF($D66=\" \",\" \",GF66*GH66)","v":21.748529231982644},36.971310263235729,{"$f":"IF($D66=\" \",\" \",SUM(GK56:GK65))","v":2.7047999999999999E-2},{"$f":"IF($D66=\" \",\" \",SUM(GL56:GL65))","v":0.59935243733333343},{"$f":"IF($D66=\" \",\" \",GJ66*GL66)","v":22.158844917677218},42.252926015126548,{"$f":"IF($D66=\" \",\" \",SUM(GO56:GO65))","v":2.3667000000000001E-2},{"$f":"IF($D66=\" \",\" \",SUM(GP56:GP65))","v":0.534144324},{"$f":"IF($D66=\" \",\" \",GN66*GP66)","v":22.569160603371785},49.29508035098096,{"$f":"IF($D66=\" \",\" \",SUM(GS56:GS65))","v":2.0286000000000005E-2},{"$f":"IF($D66=\" \",\" \",SUM(GT56:GT65))","v":0.46616165600000004},{"$f":"IF($D66=\" \",\" \",GR66*GT66)","v":22.979476289066348},59.154096421177158,{"$f":"IF($D66=\" \",\" \",SUM(GW56:GW65))","v":1.6905000000000003E-2},{"$f":"IF($D66=\" \",\" \",SUM(GX56:GX65))","v":0.39540443333333331},{"$f":"IF($D66=\" \",\" \",GV66*GX66)","v":23.389791974760914},73.942620526471458,{"$f":"IF($D66=\" \",\" \",SUM(HA56:HA65))","v":1.3524E-2},{"$f":"IF($D66=\" \",\" \",SUM(HB56:HB65))","v":0.67903745599999998},{"$f":"IF($D66=\" \",\" \",GZ66*HB66)","v":50.209808932268558},98.590160701961921,{"$f":"IF($D66=\" \",\" \",SUM(HE56:HE65))","v":1.0143000000000003E-2},{"$f":"IF($D66=\" \",\" \",SUM(HF56:HF65))","v":0.78131352400000009},{"$f":"IF($D66=\" \",\" \",HD66*HF66)","v":77.029825889776191},147.88524105294292,{"$f":"IF($D66=\" \",\" \",SUM(HI56:HI65))","v":6.7619999999999998E-3},{"$f":"IF($D66=\" \",\" \",SUM(HJ56:HJ65))","v":0.7022326373333333},{"$f":"IF($D66=\" \",\" \",HH66*HJ66)","v":103.84984284728384},295.77048210588583,{"$f":"IF($D66=\" \",\" \",SUM(HM56:HM65))","v":3.3809999999999999E-3},{"$f":"IF($D66=\" \",\" \",SUM(HN56:HN65))","v":0.44179479599999999},{"$f":"IF($D66=\" \",\" \",HL66*HN66)","v":130.66985980479149},null,{"$f":"IF($D66=\"Full\",'Failure Persistence Storage'!AB66,0)","v":0},{"$f":"IF($D66=\"Full\",'Failure Persistence Storage'!AE66,0)","v":0},{"$f":"IF($D66=\"Full\",'Failure Persistence Storage'!AF66,0)","v":0},{"$f":"IF($D66=\"Full\",'Failure Persistence Storage'!AI66,0)","v":0},{"$f":"IF($D66=\"Full\",'Failure Persistence Storage'!AJ66,0)","v":0},{"$f":"IF($D66=\"Full\",'Failure Persistence Storage'!AM66,0)","v":0},{"$f":"IF($D66=\"Full\",'Failure Persistence Storage'!AN66,0)","v":0},{"$f":"IF($D66=\"Full\",'Failure Persistence Storage'!AQ66,0)","v":0},{"$f":"IF($D66=\"Full\",'Failure Persistence Storage'!AR66,0)","v":0},{"$f":"IF($D66=\"Full\",'Failure Persistence Storage'!AU66,0)","v":0},{"$f":"IF($D66=\"Full\",'Failure Persistence Storage'!AV66,0)","v":0},{"$f":"IF($D66=\"Full\",'Failure Persistence Storage'!AY66,0)","v":0},{"$f":"IF($D66=\"Full\",'Failure Persistence Storage'!AZ66,0)","v":0},{"$f":"IF($D66=\"Full\",'Failure Persistence Storage'!BC66,0)","v":0},{"$f":"IF($D66=\"Full\",'Failure Persistence Storage'!BD66,0)","v":0},{"$f":"IF($D66=\"Full\",'Failure Persistence Storage'!BG66,0)","v":0},{"$f":"IF($D66=\"Full\",'Failure Persistence Storage'!BH66,0)","v":0},{"$f":"IF($D66=\"Full\",'Failure Persistence Storage'!BK66,0)","v":0},{"$f":"IF($D66=\"Full\",'Failure Persistence Storage'!BL66,0)","v":0},{"$f":"IF($D66=\"Full\",'Failure Persistence Storage'!BO66,0)","v":0},{"$f":"IF($D66=\"Full\",'Failure Persistence Storage'!BP66,0)","v":0},{"$f":"IF($D66=\"Full\",'Failure Persistence Storage'!BS66,0)","v":0},{"$f":"IF($D66=\"Full\",'Failure Persistence Storage'!BT66,0)","v":0},{"$f":"IF($D66=\"Full\",'Failure Persistence Storage'!BW66,0)","v":0},{"$f":"IF($D66=\"Full\",'Failure Persistence Storage'!BX66,0)","v":0},{"$f":"IF($D66=\"Full\",'Failure Persistence Storage'!CA66,0)","v":0},{"$f":"IF($D66=\"Full\",'Failure Persistence Storage'!CB66,0)","v":0},{"$f":"IF($D66=\"Full\",'Failure Persistence Storage'!CE66,0)","v":0},{"$f":"IF($D66=\"Full\",'Failure Persistence Storage'!CF66,0)","v":0},{"$f":"IF($D66=\"Full\",'Failure Persistence Storage'!CI66,0)","v":0},{"$f":"IF($D66=\"Full\",'Failure Persistence Storage'!CJ66,0)","v":0},{"$f":"IF($D66=\"Full\",'Failure Persistence Storage'!CM66,0)","v":0},{"$f":"IF($D66=\"Full\",'Failure Persistence Storage'!CN66,0)","v":0},{"$f":"IF($D66=\"Full\",'Failure Persistence Storage'!CQ66,0)","v":0},{"$f":"IF($D66=\"Full\",'Failure Persistence Storage'!CR66,0)","v":0},{"$f":"IF($D66=\"Full\",'Failure Persistence Storage'!CU66,0)","v":0},{"$f":"IF($D66=\"Full\",'Failure Persistence Storage'!CV66,0)","v":0},{"$f":"IF($D66=\"Full\",'Failure Persistence Storage'!CY66,0)","v":0},{"$f":"IF($D66=\"Full\",'Failure Persistence Storage'!CZ66,0)","v":0},{"$f":"IF($D66=\"Full\",'Failure Persistence Storage'!DC66,0)","v":0},{"$f":"IF($D66=\"Full\",'Failure Persistence Storage'!DD66,0)","v":0},{"$f":"IF($D66=\"Full\",'Failure Persistence Storage'!DG66,0)","v":0},{"$f":"IF($D66=\"Full\",'Failure Persistence Storage'!DH66,0)","v":0},{"$f":"IF($D66=\"Full\",'Failure Persistence Storage'!DK66,0)","v":0},{"$f":"IF($D66=\"Full\",'Failure Persistence Storage'!DL66,0)","v":0},{"$f":"IF($D66=\"Full\",'Failure Persistence Storage'!DO66,0)","v":0},{"$f":"IF($D66=\"Full\",'Failure Persistence Storage'!DP66,0)","v":0},{"$f":"IF($D66=\"Full\",'Failure Persistence Storage'!DS66,0)","v":0},{"$f":"IF($D66=\"Full\",'Failure Persistence Storage'!DT66,0)","v":0},{"$f":"IF($D66=\"Full\",'Failure Persistence Storage'!DW66,0)","v":0},{"$f":"IF($D66=\"Full\",'Failure Persistence Storage'!DX66,0)","v":0},{"$f":"IF($D66=\"Full\",'Failure Persistence Storage'!EA66,0)","v":0},{"$f":"IF($D66=\"Full\",'Failure Persistence Storage'!EB66,0)","v":0},{"$f":"IF($D66=\"Full\",'Failure Persistence Storage'!EE66,0)","v":0},{"$f":"IF($D66=\"Full\",'Failure Persistence Storage'!EF66,0)","v":0},{"$f":"IF($D66=\"Full\",'Failure Persistence Storage'!EI66,0)","v":0},{"$f":"IF($D66=\"Full\",'Failure Persistence Storage'!EJ66,0)","v":0},{"$f":"IF($D66=\"Full\",'Failure Persistence Storage'!EM66,0)","v":0},{"$f":"IF($D66=\"Full\",'Failure Persistence Storage'!EN66,0)","v":0},{"$f":"IF($D66=\"Full\",'Failure Persistence Storage'!EQ66,0)","v":0},{"$f":"IF($D66=\"Full\",'Failure Persistence Storage'!ER66,0)","v":0},{"$f":"IF($D66=\"Full\",'Failure Persistence Storage'!EU66,0)","v":0},{"$f":"IF($D66=\"Full\",'Failure Persistence Storage'!EV66,0)","v":0},{"$f":"IF($D66=\"Full\",'Failure Persistence Storage'!EY66,0)","v":0},{"$f":"IF($D66=\"Full\",'Failure Persistence Storage'!EZ66,0)","v":0},{"$f":"IF($D66=\"Full\",'Failure Persistence Storage'!FC66,0)","v":0},{"$f":"IF($D66=\"Full\",'Failure Persistence Storage'!FD66,0)","v":0},{"$f":"IF($D66=\"Full\",'Failure Persistence Storage'!FG66,0)","v":0},{"$f":"IF($D66=\"Full\",'Failure Persistence Storage'!FH66,0)","v":0},{"$f":"IF($D66=\"Full\",'Failure Persistence Storage'!FK66,0)","v":0},{"$f":"IF($D66=\"Full\",'Failure Persistence Storage'!FL66,0)","v":0},{"$f":"IF($D66=\"Full\",'Failure Persistence Storage'!FO66,0)","v":0},{"$f":"IF($D66=\"Full\",'Failure Persistence Storage'!FP66,0)","v":0},{"$f":"IF($D66=\"Full\",'Failure Persistence Storage'!FS66,0)","v":0},{"$f":"IF($D66=\"Full\",'Failure Persistence Storage'!FT66,0)","v":0},{"$f":"IF($D66=\"Full\",'Failure Persistence Storage'!FW66,0)","v":0},{"$f":"IF($D66=\"Full\",'Failure Persistence Storage'!FX66,0)","v":0},{"$f":"IF($D66=\"Full\",'Failure Persistence Storage'!GA66,0)","v":0},{"$f":"IF($D66=\"Full\",'Failure Persistence Storage'!GB66,0)","v":0},{"$f":"IF($D66=\"Full\",'Failure Persistence Storage'!GE66,0)","v":0},{"$f":"IF($D66=\"Full\",'Failure Persistence Storage'!GF66,0)","v":0},{"$f":"IF($D66=\"Full\",'Failure Persistence Storage'!GI66,0)","v":0},{"$f":"IF($D66=\"Full\",'Failure Persistence Storage'!GJ66,0)","v":0},{"$f":"IF($D66=\"Full\",'Failure Persistence Storage'!GM66,0)","v":0},{"$f":"IF($D66=\"Full\",'Failure Persistence Storage'!GN66,0)","v":0},{"$f":"IF($D66=\"Full\",'Failure Persistence Storage'!GQ66,0)","v":0},{"$f":"IF($D66=\"Full\",'Failure Persistence Storage'!GR66,0)","v":0},{"$f":"IF($D66=\"Full\",'Failure Persistence Storage'!GU66,0)","v":0},{"$f":"IF($D66=\"Full\",'Failure Persistence Storage'!GV66,0)","v":0},{"$f":"IF($D66=\"Full\",'Failure Persistence Storage'!GY66,0)","v":0},{"$f":"IF($D66=\"Full\",'Failure Persistence Storage'!GZ66,0)","v":0},{"$f":"IF($D66=\"Full\",'Failure Persistence Storage'!HC66,0)","v":0},{"$f":"IF($D66=\"Full\",'Failure Persistence Storage'!HD66,0)","v":0},{"$f":"IF($D66=\"Full\",'Failure Persistence Storage'!HG66,0)","v":0},{"$f":"IF($D66=\"Full\",'Failure Persistence Storage'!HH66,0)","v":0},{"$f":"IF($D66=\"Full\",'Failure Persistence Storage'!HK66,0)","v":0},{"$f":"IF($D66=\"Full\",'Failure Persistence Storage'!HL66,0)","v":0},{"$f":"IF($D66=\"Full\",'Failure Persistence Storage'!HO66,0)","v":0}]
[null,"Pump Station Power Supply",null,null,null,null,null,null,null,null,null,null,null,null,null,null,null,null,null,null,null,null,null,null,null,null,null,null,null,null,null,null,null,null,null,null,null,null,null,null,null,null,null,null,null,null,null,null,null,null,null,null,null,null,null,null,null,null,null,null,null,null,null,null,null,null,null,null,null,null,null,null,null,null,null,null,null,null,null,null,null,null,null,null,null,null,null,null,null,null,null,null,null,null,null,null,null,null,null,null,null,null,null,null,null,null,null,null,null,null,null,null,null,null,null,null,null,null,null,null,null,null,null,null,null,null,null,null,null,null,null,null,null,null,null,null,null,null,null,null,null,null,null,null,null,null,null,null,null,null,null,null,null,null,null,null,null,null,null,null,null,null,null,null,null,null,null,null,null,null,null,null,null,null,null,null,null,null,null,null,null,null,null,null,null,null,null,null,null,null,null,null,null,null,null,null,null,null,null,null,null,null,null,null,null,null,null,null,null,null,null,null,null,null,null,null,null,null,null,null,null,null,null,null,{"$f":"IF($D67=\"Full\",'Failure Persistence Storage'!AB67,0)","v":0},{"$f":"IF($D67=\"Full\",'Failure Persistence Storage'!AE67,0)","v":0},{"$f":"IF($D67=\"Full\",'Failure Persistence Storage'!AF67,0)","v":0},{"$f":"IF($D67=\"Full\",'Failure Persistence Storage'!AI67,0)","v":0},{"$f":"IF($D67=\"Full\",'Failure Persistence Storage'!AJ67,0)","v":0},{"$f":"IF($D67=\"Full\",'Failure Persistence Storage'!AM67,0)","v":0},{"$f":"IF($D67=\"Full\",'Failure Persistence Storage'!AN67,0)","v":0},{"$f":"IF($D67=\"Full\",'Failure Persistence Storage'!AQ67,0)","v":0},{"$f":"IF($D67=\"Full\",'Failure Persistence Storage'!AR67,0)","v":0},{"$f":"IF($D67=\"Full\",'Failure Persistence Storage'!AU67,0)","v":0},{"$f":"IF($D67=\"Full\",'Failure Persistence Storage'!AV67,0)","v":0},{"$f":"IF($D67=\"Full\",'Failure Persistence Storage'!AY67,0)","v":0},{"$f":"IF($D67=\"Full\",'Failure Persistence Storage'!AZ67,0)","v":0},{"$f":"IF($D67=\"Full\",'Failure Persistence Storage'!BC67,0)","v":0},{"$f":"IF($D67=\"Full\",'Failure Persistence Storage'!BD67,0)","v":0},{"$f":"IF($D67=\"Full\",'Failure Persistence Storage'!BG67,0)","v":0},{"$f":"IF($D67=\"Full\",'Failure Persistence Storage'!BH67,0)","v":0},{"$f":"IF($D67=\"Full\",'Failure Persistence Storage'!BK67,0)","v":0},{"$f":"IF($D67=\"Full\",'Failure Persistence Storage'!BL67,0)","v":0},{"$f":"IF($D67=\"Full\",'Failure Persistence Storage'!BO67,0)","v":0},{"$f":"IF($D67=\"Full\",'Failure Persistence Storage'!BP67,0)","v":0},{"$f":"IF($D67=\"Full\",'Failure Persistence Storage'!BS67,0)","v":0},{"$f":"IF($D67=\"Full\",'Failure Persistence Storage'!BT67,0)","v":0},{"$f":"IF($D67=\"Full\",'Failure Persistence Storage'!BW67,0)","v":0},{"$f":"IF($D67=\"Full\",'Failure Persistence Storage'!BX67,0)","v":0},{"$f":"IF($D67=\"Full\",'Failure Persistence Storage'!CA67,0)","v":0},{"$f":"IF($D67=\"Full\",'Failure Persistence Storage'!CB67,0)","v":0},{"$f":"IF($D67=\"Full\",'Failure Persistence Storage'!CE67,0)","v":0},{"$f":"IF($D67=\"Full\",'Failure Persistence Storage'!CF67,0)","v":0},{"$f":"IF($D67=\"Full\",'Failure Persistence Storage'!CI67,0)","v":0},{"$f":"IF($D67=\"Full\",'Failure Persistence Storage'!CJ67,0)","v":0},{"$f":"IF($D67=\"Full\",'Failure Persistence Storage'!CM67,0)","v":0},{"$f":"IF($D67=\"Full\",'Failure Persistence Storage'!CN67,0)","v":0},{"$f":"IF($D67=\"Full\",'Failure Persistence Storage'!CQ67,0)","v":0},{"$f":"IF($D67=\"Full\",'Failure Persistence Storage'!CR67,0)","v":0},{"$f":"IF($D67=\"Full\",'Failure Persistence Storage'!CU67,0)","v":0},{"$f":"IF($D67=\"Full\",'Failure Persistence Storage'!CV67,0)","v":0},{"$f":"IF($D67=\"Full\",'Failure Persistence Storage'!CY67,0)","v":0},{"$f":"IF($D67=\"Full\",'Failure Persistence Storage'!CZ67,0)","v":0},{"$f":"IF($D67=\"Full\",'Failure Persistence Storage'!DC67,0)","v":0},{"$f":"IF($D67=\"Full\",'Failure Persistence Storage'!DD67,0)","v":0},{"$f":"IF($D67=\"Full\",'Failure Persistence Storage'!DG67,0)","v":0},{"$f":"IF($D67=\"Full\",'Failure Persistence Storage'!DH67,0)","v":0},{"$f":"IF($D67=\"Full\",'Failure Persistence Storage'!DK67,0)","v":0},{"$f":"IF($D67=\"Full\",'Failure Persistence Storage'!DL67,0)","v":0},{"$f":"IF($D67=\"Full\",'Failure Persistence Storage'!DO67,0)","v":0},{"$f":"IF($D67=\"Full\",'Failure Persistence Storage'!DP67,0)","v":0},{"$f":"IF($D67=\"Full\",'Failure Persistence Storage'!DS67,0)","v":0},{"$f":"IF($D67=\"Full\",'Failure Persistence Storage'!DT67,0)","v":0},{"$f":"IF($D67=\"Full\",'Failure Persistence Storage'!DW67,0)","v":0},{"$f":"IF($D67=\"Full\",'Failure Persistence Storage'!DX67,0)","v":0},{"$f":"IF($D67=\"Full\",'Failure Persistence Storage'!EA67,0)","v":0},{"$f":"IF($D67=\"Full\",'Failure Persistence Storage'!EB67,0)","v":0},{"$f":"IF($D67=\"Full\",'Failure Persistence Storage'!EE67,0)","v":0},{"$f":"IF($D67=\"Full\",'Failure Persistence Storage'!EF67,0)","v":0},{"$f":"IF($D67=\"Full\",'Failure Persistence Storage'!EI67,0)","v":0},{"$f":"IF($D67=\"Full\",'Failure Persistence Storage'!EJ67,0)","v":0},{"$f":"IF($D67=\"Full\",'Failure Persistence Storage'!EM67,0)","v":0},{"$f":"IF($D67=\"Full\",'Failure Persistence Storage'!EN67,0)","v":0},{"$f":"IF($D67=\"Full\",'Failure Persistence Storage'!EQ67,0)","v":0},{"$f":"IF($D67=\"Full\",'Failure Persistence Storage'!ER67,0)","v":0},{"$f":"IF($D67=\"Full\",'Failure Persistence Storage'!EU67,0)","v":0},{"$f":"IF($D67=\"Full\",'Failure Persistence Storage'!EV67,0)","v":0},{"$f":"IF($D67=\"Full\",'Failure Persistence Storage'!EY67,0)","v":0},{"$f":"IF($D67=\"Full\",'Failure Persistence Storage'!EZ67,0)","v":0},{"$f":"IF($D67=\"Full\",'Failure Persistence Storage'!FC67,0)","v":0},{"$f":"IF($D67=\"Full\",'Failure Persistence Storage'!FD67,0)","v":0},{"$f":"IF($D67=\"Full\",'Failure Persistence Storage'!FG67,0)","v":0},{"$f":"IF($D67=\"Full\",'Failure Persistence Storage'!FH67,0)","v":0},{"$f":"IF($D67=\"Full\",'Failure Persistence Storage'!FK67,0)","v":0},{"$f":"IF($D67=\"Full\",'Failure Persistence Storage'!FL67,0)","v":0},{"$f":"IF($D67=\"Full\",'Failure Persistence Storage'!FO67,0)","v":0},{"$f":"IF($D67=\"Full\",'Failure Persistence Storage'!FP67,0)","v":0},{"$f":"IF($D67=\"Full\",'Failure Persistence Storage'!FS67,0)","v":0},{"$f":"IF($D67=\"Full\",'Failure Persistence Storage'!FT67,0)","v":0},{"$f":"IF($D67=\"Full\",'Failure Persistence Storage'!FW67,0)","v":0},{"$f":"IF($D67=\"Full\",'Failure Persistence Storage'!FX67,0)","v":0},{"$f":"IF($D67=\"Full\",'Failure Persistence Storage'!GA67,0)","v":0},{"$f":"IF($D67=\"Full\",'Failure Persistence Storage'!GB67,0)","v":0},{"$f":"IF($D67=\"Full\",'Failure Persistence Storage'!GE67,0)","v":0},{"$f":"IF($D67=\"Full\",'Failure Persistence Storage'!GF67,0)","v":0},{"$f":"IF($D67=\"Full\",'Failure Persistence Storage'!GI67,0)","v":0},{"$f":"IF($D67=\"Full\",'Failure Persistence Storage'!GJ67,0)","v":0},{"$f":"IF($D67=\"Full\",'Failure Persistence Storage'!GM67,0)","v":0},{"$f":"IF($D67=\"Full\",'Failure Persistence Storage'!GN67,0)","v":0},{"$f":"IF($D67=\"Full\",'Failure Persistence Storage'!GQ67,0)","v":0},{"$f":"IF($D67=\"Full\",'Failure Persistence Storage'!GR67,0)","v":0},{"$f":"IF($D67=\"Full\",'Failure Persistence Storage'!GU67,0)","v":0},{"$f":"IF($D67=\"Full\",'Failure Persistence Storage'!GV67,0)","v":0},{"$f":"IF($D67=\"Full\",'Failure Persistence Storage'!GY67,0)","v":0},{"$f":"IF($D67=\"Full\",'Failure Persistence Storage'!GZ67,0)","v":0},{"$f":"IF($D67=\"Full\",'Failure Persistence Storage'!HC67,0)","v":0},{"$f":"IF($D67=\"Full\",'Failure Persistence Storage'!HD67,0)","v":0},{"$f":"IF($D67=\"Full\",'Failure Persistence Storage'!HG67,0)","v":0},{"$f":"IF($D67=\"Full\",'Failure Persistence Storage'!HH67,0)","v":0},{"$f":"IF($D67=\"Full\",'Failure Persistence Storage'!HK67,0)","v":0},{"$f":"IF($D67=\"Full\",'Failure Persistence Storage'!HL67,0)","v":0},{"$f":"IF($D67=\"Full\",'Failure Persistence Storage'!HO67,0)","v":0}]
[null,"Power Supply","Power","Full",null,null,null,null,2.2000000000000002,1,2,7,null,null,null,null,null,null,null,null,null,null,null,null,null,null,null,{"$f":"IF($D68=0,\" \",1/($I68*(100-AB$37)/100))","v":0.46382189239332094},{"$f":"IF($D68=0,\" \",1/AB68)","v":2.1560000000000001},{"$f":"IF($D68=0,\" \",IF(AB$37<5,$J68/5*AB$37,IF(AB$37<=90,MIN(($J68+($K68-$J68)/45*(AB$37-5)),$L68),$L68-($L68-MIN(($J68+($K68-$J68)/45*85),$L68))/5*(95-AB$37)))/AB68)","v":0.86240000000000006},{"$f":"IF($D68=0,\" \",AB68*AD68)","v":0.4},{"$f":"IF($D68=0,\" \",1/($I68*(100-AF$37)/100))","v":0.47348484848484845},{"$f":"IF($D68=0,\" \",1/AF68)","v":2.1120000000000001},{"$f":"IF($D68=0,\" \",IF(AF$37<5,$J68/5*AF$37,IF(AF$37<=90,MIN(($J68+($K68-$J68)/45*(AF$37-5)),$L68),$L68-($L68-MIN(($J68+($K68-$J68)/45*85),$L68))/5*(95-AF$37)))/AF68)","v":1.6896000000000002},{"$f":"IF($D68=0,\" \",AF68*AH68)","v":0.8},{"$f":"IF($D68=0,\" \",1/($I68*(100-AJ$37)/100))","v":0.48355899419729204},{"$f":"IF($D68=0,\" \",1/AJ68)","v":2.0680000000000001},{"$f":"IF($D68=0,\" \",IF(AJ$37<5,$J68/5*AJ$37,IF(AJ$37<=90,MIN(($J68+($K68-$J68)/45*(AJ$37-5)),$L68),$L68-($L68-MIN(($J68+($K68-$J68)/45*85),$L68))/5*(95-AJ$37)))/AJ68)","v":2.1139555555555556},{"$f":"IF($D68=0,\" \",AJ68*AL68)","v":1.0222222222222221},{"$f":"IF($D68=0,\" \",1/($I68*(100-AN$37)/100))","v":0.49407114624505927},{"$f":"IF($D68=0,\" \",1/AN68)","v":2.024},{"$f":"IF($D68=0,\" \",IF(AN$37<5,$J68/5*AN$37,IF(AN$37<=90,MIN(($J68+($K68-$J68)/45*(AN$37-5)),$L68),$L68-($L68-MIN(($J68+($K68-$J68)/45*85),$L68))/5*(95-AN$37)))/AN68)","v":2.1589333333333336},{"$f":"IF($D68=0,\" \",AN68*AP68)","v":1.0666666666666667},{"$f":"IF($D68=0,\" \",1/($I68*(100-AR$37)/100))","v":0.50505050505050497},{"$f":"IF($D68=0,\" \",1/AR68)","v":1.9800000000000002},{"$f":"IF($D68=0,\" \",IF(AR$37<5,$J68/5*AR$37,IF(AR$37<=90,MIN(($J68+($K68-$J68)/45*(AR$37-5)),$L68),$L68-($L68-MIN(($J68+($K68-$J68)/45*85),$L68))/5*(95-AR$37)))/AR68)","v":2.2000000000000006},{"$f":"IF($D68=0,\" \",AR68*AT68)","v":1.1111111111111112},{"$f":"IF($D68=0,\" \",1/($I68*(100-AV$37)/100))","v":0.51652892561983466},{"$f":"IF($D68=0,\" \",1/AV68)","v":1.9360000000000002},{"$f":"IF($D68=0,\" \",IF(AV$37<5,$J68/5*AV$37,IF(AV$37<=90,MIN(($J68+($K68-$J68)/45*(AV$37-5)),$L68),$L68-($L68-MIN(($J68+($K68-$J68)/45*85),$L68))/5*(95-AV$37)))/AV68)","v":2.2371555555555558},{"$f":"IF($D68=0,\" \",AV68*AX68)","v":1.1555555555555554},{"$f":"IF($D68=0,\" \",1/($I68*(100-AZ$37)/100))","v":0.52854122621564481},{"$f":"IF($D68=0,\" \",1/AZ68)","v":1.8920000000000001},{"$f":"IF($D68=0,\" \",IF(AZ$37<5,$J68/5*AZ$37,IF(AZ$37<=90,MIN(($J68+($K68-$J68)/45*(AZ$37-5)),$L68),$L68-($L68-MIN(($J68+($K68-$J68)/45*85),$L68))/5*(95-AZ$37)))/AZ68)","v":2.2704},{"$f":"IF($D68=0,\" \",AZ68*BB68)","v":1.2},{"$f":"IF($D68=0,\" \",1/($I68*(100-BD$37)/100))","v":0.54112554112554112},{"$f":"IF($D68=0,\" \",1/BD68)","v":1.8480000000000001},{"$f":"IF($D68=0,\" \",IF(BD$37<5,$J68/5*BD$37,IF(BD$37<=90,MIN(($J68+($K68-$J68)/45*(BD$37-5)),$L68),$L68-($L68-MIN(($J68+($K68-$J68)/45*85),$L68))/5*(95-BD$37)))/BD68)","v":2.2997333333333332},{"$f":"IF($D68=0,\" \",BD68*BF68)","v":1.2444444444444445},{"$f":"IF($D68=0,\" \",1/($I68*(100-BH$37)/100))","v":0.55432372505543237},{"$f":"IF($D68=0,\" \",1/BH68)","v":1.804},{"$f":"IF($D68=0,\" \",IF(BH$37<5,$J68/5*BH$37,IF(BH$37<=90,MIN(($J68+($K68-$J68)/45*(BH$37-5)),$L68),$L68-($L68-MIN(($J68+($K68-$J68)/45*85),$L68))/5*(95-BH$37)))/BH68)","v":2.3251555555555559},{"$f":"IF($D68=0,\" \",BH68*BJ68)","v":1.288888888888889},{"$f":"IF($D68=0,\" \",1/($I68*(100-BL$37)/100))","v":0.56818181818181823},{"$f":"IF($D68=0,\" \",1/BL68)","v":1.7599999999999998},{"$f":"IF($D68=0,\" \",IF(BL$37<5,$J68/5*BL$37,IF(BL$37<=90,MIN(($J68+($K68-$J68)/45*(BL$37-5)),$L68),$L68-($L68-MIN(($J68+($K68-$J68)/45*85),$L68))/5*(95-BL$37)))/BL68)","v":2.3466666666666667},{"$f":"IF($D68=0,\" \",BL68*BN68)","v":1.3333333333333335},{"$f":"IF($D68=0,\" \",1/($I68*(100-BP$37)/100))","v":0.58275058275058267},{"$f":"IF($D68=0,\" \",1/BP68)","v":1.7160000000000002},{"$f":"IF($D68=0,\" \",IF(BP$37<5,$J68/5*BP$37,IF(BP$37<=90,MIN(($J68+($K68-$J68)/45*(BP$37-5)),$L68),$L68-($L68-MIN(($J68+($K68-$J68)/45*85),$L68))/5*(95-BP$37)))/BP68)","v":2.364266666666667},{"$f":"IF($D68=0,\" \",BP68*BR68)","v":1.3777777777777778},{"$f":"IF($D68=0,\" \",1/($I68*(100-BT$37)/100))","v":0.59808612440191378},{"$f":"IF($D68=0,\" \",1/BT68)","v":1.6720000000000004},{"$f":"IF($D68=0,\" \",IF(BT$37<5,$J68/5*BT$37,IF(BT$37<=90,MIN(($J68+($K68-$J68)/45*(BT$37-5)),$L68),$L68-($L68-MIN(($J68+($K68-$J68)/45*85),$L68))/5*(95-BT$37)))/BT68)","v":2.3779555555555558},{"$f":"IF($D68=0,\" \",BT68*BV68)","v":1.4222222222222221},{"$f":"IF($D68=0,\" \",1/($I68*(100-BX$37)/100))","v":0.61425061425061422},{"$f":"IF($D68=0,\" \",1/BX68)","v":1.6280000000000001},{"$f":"IF($D68=0,\" \",IF(BX$37<5,$J68/5*BX$37,IF(BX$37<=90,MIN(($J68+($K68-$J68)/45*(BX$37-5)),$L68),$L68-($L68-MIN(($J68+($K68-$J68)/45*85),$L68))/5*(95-BX$37)))/BX68)","v":2.3877333333333337},{"$f":"IF($D68=0,\" \",BX68*BZ68)","v":1.4666666666666668},{"$f":"IF($D68=0,\" \",1/($I68*(100-CB$37)/100))","v":0.63131313131313127},{"$f":"IF($D68=0,\" \",1/CB68)","v":1.5840000000000001},{"$f":"IF($D68=0,\" \",IF(CB$37<5,$J68/5*CB$37,IF(CB$37<=90,MIN(($J68+($K68-$J68)/45*(CB$37-5)),$L68),$L68-($L68-MIN(($J68+($K68-$J68)/45*85),$L68))/5*(95-CB$37)))/CB68)","v":2.3936000000000002},{"$f":"IF($D68=0,\" \",CB68*CD68)","v":1.5111111111111111},{"$f":"IF($D68=0,\" \",1/($I68*(100-CF$37)/100))","v":0.64935064935064934},{"$f":"IF($D68=0,\" \",1/CF68)","v":1.54},{"$f":"IF($D68=0,\" \",IF(CF$37<5,$J68/5*CF$37,IF(CF$37<=90,MIN(($J68+($K68-$J68)/45*(CF$37-5)),$L68),$L68-($L68-MIN(($J68+($K68-$J68)/45*85),$L68))/5*(95-CF$37)))/CF68)","v":2.3955555555555557},{"$f":"IF($D68=0,\" \",CF68*CH68)","v":1.5555555555555556},{"$f":"IF($D68=0,\" \",1/($I68*(100-CJ$37)/100))","v":0.66844919786096246},{"$f":"IF($D68=0,\" \",1/CJ68)","v":1.4960000000000002},{"$f":"IF($D68=0,\" \",IF(CJ$37<5,$J68/5*CJ$37,IF(CJ$37<=90,MIN(($J68+($K68-$J68)/45*(CJ$37-5)),$L68),$L68-($L68-MIN(($J68+($K68-$J68)/45*85),$L68))/5*(95-CJ$37)))/CJ68)","v":2.3936000000000006},{"$f":"IF($D68=0,\" \",CJ68*CL68)","v":1.6},{"$f":"IF($D68=0,\" \",1/($I68*(100-CN$37)/100))","v":0.68870523415977958},{"$f":"IF($D68=0,\" \",1/CN68)","v":1.4520000000000002},{"$f":"IF($D68=0,\" \",IF(CN$37<5,$J68/5*CN$37,IF(CN$37<=90,MIN(($J68+($K68-$J68)/45*(CN$37-5)),$L68),$L68-($L68-MIN(($J68+($K68-$J68)/45*85),$L68))/5*(95-CN$37)))/CN68)","v":2.3877333333333333},{"$f":"IF($D68=0,\" \",CN68*CP68)","v":1.6444444444444444},{"$f":"IF($D68=0,\" \",1/($I68*(100-CR$37)/100))","v":0.71022727272727271},{"$f":"IF($D68=0,\" \",1/CR68)","v":1.4080000000000001},{"$f":"IF($D68=0,\" \",IF(CR$37<5,$J68/5*CR$37,IF(CR$37<=90,MIN(($J68+($K68-$J68)/45*(CR$37-5)),$L68),$L68-($L68-MIN(($J68+($K68-$J68)/45*85),$L68))/5*(95-CR$37)))/CR68)","v":2.3779555555555558},{"$f":"IF($D68=0,\" \",CR68*CT68)","v":1.6888888888888891},{"$f":"IF($D68=0,\" \",1/($I68*(100-CV$37)/100))","v":0.73313782991202336},{"$f":"IF($D68=0,\" \",1/CV68)","v":1.3640000000000001},{"$f":"IF($D68=0,\" \",IF(CV$37<5,$J68/5*CV$37,IF(CV$37<=90,MIN(($J68+($K68-$J68)/45*(CV$37-5)),$L68),$L68-($L68-MIN(($J68+($K68-$J68)/45*85),$L68))/5*(95-CV$37)))/CV68)","v":2.364266666666667},{"$f":"IF($D68=0,\" \",CV68*CX68)","v":1.7333333333333334},{"$f":"IF($D68=0,\" \",1/($I68*(100-CZ$37)/100))","v":0.75757575757575757},{"$f":"IF($D68=0,\" \",1/CZ68)","v":1.32},{"$f":"IF($D68=0,\" \",IF(CZ$37<5,$J68/5*CZ$37,IF(CZ$37<=90,MIN(($J68+($K68-$J68)/45*(CZ$37-5)),$L68),$L68-($L68-MIN(($J68+($K68-$J68)/45*85),$L68))/5*(95-CZ$37)))/CZ68)","v":2.3466666666666667},{"$f":"IF($D68=0,\" \",CZ68*DB68)","v":1.7777777777777777},{"$f":"IF($D68=0,\" \",1/($I68*(100-DD$37)/100))","v":0.78369905956112851},{"$f":"IF($D68=0,\" \",1/DD68)","v":1.276},{"$f":"IF($D68=0,\" \",IF(DD$37<5,$J68/5*DD$37,IF(DD$37<=90,MIN(($J68+($K68-$J68)/45*(DD$37-5)),$L68),$L68-($L68-MIN(($J68+($K68-$J68)/45*85),$L68))/5*(95-DD$37)))/DD68)","v":2.3251555555555559},{"$f":"IF($D68=0,\" \",DD68*DF68)","v":1.8222222222222224},{"$f":"IF($D68=0,\" \",1/($I68*(100-DH$37)/100))","v":0.81168831168831157},{"$f":"IF($D68=0,\" \",1/DH68)","v":1.2320000000000002},{"$f":"IF($D68=0,\" \",IF(DH$37<5,$J68/5*DH$37,IF(DH$37<=90,MIN(($J68+($K68-$J68)/45*(DH$37-5)),$L68),$L68-($L68-MIN(($J68+($K68-$J68)/45*85),$L68))/5*(95-DH$37)))/DH68)","v":2.2997333333333336},{"$f":"IF($D68=0,\" \",DH68*DJ68)","v":1.8666666666666667},{"$f":"IF($D68=0,\" \",1/($I68*(100-DL$37)/100))","v":0.84175084175084158},{"$f":"IF($D68=0,\" \",1/DL68)","v":1.1880000000000002},{"$f":"IF($D68=0,\" \",IF(DL$37<5,$J68/5*DL$37,IF(DL$37<=90,MIN(($J68+($K68-$J68)/45*(DL$37-5)),$L68),$L68-($L68-MIN(($J68+($K68-$J68)/45*85),$L68))/5*(95-DL$37)))/DL68)","v":2.2704000000000004},{"$f":"IF($D68=0,\" \",DL68*DN68)","v":1.911111111111111},{"$f":"IF($D68=0,\" \",1/($I68*(100-DP$37)/100))","v":0.87412587412587406},{"$f":"IF($D68=0,\" \",1/DP68)","v":1.1440000000000001},{"$f":"IF($D68=0,\" \",IF(DP$37<5,$J68/5*DP$37,IF(DP$37<=90,MIN(($J68+($K68-$J68)/45*(DP$37-5)),$L68),$L68-($L68-MIN(($J68+($K68-$J68)/45*85),$L68))/5*(95-DP$37)))/DP68)","v":2.2371555555555558},{"$f":"IF($D68=0,\" \",DP68*DR68)","v":1.9555555555555557},{"$f":"IF($D68=0,\" \",1/($I68*(100-DT$37)/100))","v":0.90909090909090906},{"$f":"IF($D68=0,\" \",1/DT68)","v":1.1000000000000001},{"$f":"IF($D68=0,\" \",IF(DT$37<5,$J68/5*DT$37,IF(DT$37<=90,MIN(($J68+($K68-$J68)/45*(DT$37-5)),$L68),$L68-($L68-MIN(($J68+($K68-$J68)/45*85),$L68))/5*(95-DT$37)))/DT68)","v":2.2000000000000002},{"$f":"IF($D68=0,\" \",DT68*DV68)","v":2},{"$f":"IF($D68=0,\" \",1/($I68*(100-DX$37)/100))","v":0.94696969696969691},{"$f":"IF($D68=0,\" \",1/DX68)","v":1.056},{"$f":"IF($D68=0,\" \",IF(DX$37<5,$J68/5*DX$37,IF(DX$37<=90,MIN(($J68+($K68-$J68)/45*(DX$37-5)),$L68),$L68-($L68-MIN(($J68+($K68-$J68)/45*85),$L68))/5*(95-DX$37)))/DX68)","v":2.1589333333333331},{"$f":"IF($D68=0,\" \",DX68*DZ68)","v":2.0444444444444443},{"$f":"IF($D68=0,\" \",1/($I68*(100-EB$37)/100))","v":0.98814229249011853},{"$f":"IF($D68=0,\" \",1/EB68)","v":1.012},{"$f":"IF($D68=0,\" \",IF(EB$37<5,$J68/5*EB$37,IF(EB$37<=90,MIN(($J68+($K68-$J68)/45*(EB$37-5)),$L68),$L68-($L68-MIN(($J68+($K68-$J68)/45*85),$L68))/5*(95-EB$37)))/EB68)","v":2.1139555555555556},{"$f":"IF($D68=0,\" \",EB68*ED68)","v":2.088888888888889},{"$f":"IF($D68=0,\" \",1/($I68*(100-EF$37)/100))","v":1.0330578512396693},{"$f":"IF($D68=0,\" \",1/EF68)","v":0.96800000000000008},{"$f":"IF($D68=0,\" \",IF(EF$37<5,$J68/5*EF$37,IF(EF$37<=90,MIN(($J68+($K68-$J68)/45*(EF$37-5)),$L68),$L68-($L68-MIN(($J68+($K68-$J68)/45*85),$L68))/5*(95-EF$37)))/EF68)","v":2.0650666666666671},{"$f":"IF($D68=0,\" \",EF68*EH68)","v":2.1333333333333333},{"$f":"IF($D68=0,\" \",1/($I68*(100-EJ$37)/100))","v":1.0822510822510822},{"$f":"IF($D68=0,\" \",1/EJ68)","v":0.92400000000000004},{"$f":"IF($D68=0,\" \",IF(EJ$37<5,$J68/5*EJ$37,IF(EJ$37<=90,MIN(($J68+($K68-$J68)/45*(EJ$37-5)),$L68),$L68-($L68-MIN(($J68+($K68-$J68)/45*85),$L68))/5*(95-EJ$37)))/EJ68)","v":2.0122666666666671},{"$f":"IF($D68=0,\" \",EJ68*EL68)","v":2.177777777777778},{"$f":"IF($D68=0,\" \",1/($I68*(100-EN$37)/100))","v":1.1363636363636365},{"$f":"IF($D68=0,\" \",1/EN68)","v":0.87999999999999989},{"$f":"IF($D68=0,\" \",IF(EN$37<5,$J68/5*EN$37,IF(EN$37<=90,MIN(($J68+($K68-$J68)/45*(EN$37-5)),$L68),$L68-($L68-MIN(($J68+($K68-$J68)/45*85),$L68))/5*(95-EN$37)))/EN68)","v":1.9555555555555555},{"$f":"IF($D68=0,\" \",EN68*EP68)","v":2.2222222222222223},{"$f":"IF($D68=0,\" \",1/($I68*(100-ER$37)/100))","v":1.1961722488038276},{"$f":"IF($D68=0,\" \",1/ER68)","v":0.83600000000000019},{"$f":"IF($D68=0,\" \",IF(ER$37<5,$J68/5*ER$37,IF(ER$37<=90,MIN(($J68+($K68-$J68)/45*(ER$37-5)),$L68),$L68-($L68-MIN(($J68+($K68-$J68)/45*85),$L68))/5*(95-ER$37)))/ER68)","v":1.8949333333333336},{"$f":"IF($D68=0,\" \",ER68*ET68)","v":2.2666666666666666},{"$f":"IF($D68=0,\" \",1/($I68*(100-EV$37)/100))","v":1.2626262626262625},{"$f":"IF($D68=0,\" \",1/EV68)","v":0.79200000000000004},{"$f":"IF($D68=0,\" \",IF(EV$37<5,$J68/5*EV$37,IF(EV$37<=90,MIN(($J68+($K68-$J68)/45*(EV$37-5)),$L68),$L68-($L68-MIN(($J68+($K68-$J68)/45*85),$L68))/5*(95-EV$37)))/EV68)","v":1.8304},{"$f":"IF($D68=0,\" \",EV68*EX68)","v":2.3111111111111109},{"$f":"IF($D68=0,\" \",1/($I68*(100-EZ$37)/100))","v":1.3368983957219249},{"$f":"IF($D68=0,\" \",1/EZ68)","v":0.74800000000000011},{"$f":"IF($D68=0,\" \",IF(EZ$37<5,$J68/5*EZ$37,IF(EZ$37<=90,MIN(($J68+($K68-$J68)/45*(EZ$37-5)),$L68),$L68-($L68-MIN(($J68+($K68-$J68)/45*85),$L68))/5*(95-EZ$37)))/EZ68)","v":1.7619555555555559},{"$f":"IF($D68=0,\" \",EZ68*FB68)","v":2.3555555555555556},{"$f":"IF($D68=0,\" \",1/($I68*(100-FD$37)/100))","v":1.4204545454545454},{"$f":"IF($D68=0,\" \",1/FD68)","v":0.70400000000000007},{"$f":"IF($D68=0,\" \",IF(FD$37<5,$J68/5*FD$37,IF(FD$37<=90,MIN(($J68+($K68-$J68)/45*(FD$37-5)),$L68),$L68-($L68-MIN(($J68+($K68-$J68)/45*85),$L68))/5*(95-FD$37)))/FD68)","v":1.6896000000000002},{"$f":"IF($D68=0,\" \",FD68*FF68)","v":2.4000000000000004},{"$f":"IF($D68=0,\" \",1/($I68*(100-FH$37)/100))","v":1.5151515151515151},{"$f":"IF($D68=0,\" \",1/FH68)","v":0.66},{"$f":"IF($D68=0,\" \",IF(FH$37<5,$J68/5*FH$37,IF(FH$37<=90,MIN(($J68+($K68-$J68)/45*(FH$37-5)),$L68),$L68-($L68-MIN(($J68+($K68-$J68)/45*85),$L68))/5*(95-FH$37)))/FH68)","v":1.6133333333333335},{"$f":"IF($D68=0,\" \",FH68*FJ68)","v":2.4444444444444446},{"$f":"IF($D68=0,\" \",1/($I68*(100-FL$37)/100))","v":1.6233766233766231},{"$f":"IF($D68=0,\" \",1/FL68)","v":0.6160000000000001},{"$f":"IF($D68=0,\" \",IF(FL$37<5,$J68/5*FL$37,IF(FL$37<=90,MIN(($J68+($K68-$J68)/45*(FL$37-5)),$L68),$L68-($L68-MIN(($J68+($K68-$J68)/45*85),$L68))/5*(95-FL$37)))/FL68)","v":1.5331555555555558},{"$f":"IF($D68=0,\" \",FL68*FN68)","v":2.4888888888888889},{"$f":"IF($D68=0,\" \",1/($I68*(100-FP$37)/100))","v":1.7482517482517481},{"$f":"IF($D68=0,\" \",1/FP68)","v":0.57200000000000006},{"$f":"IF($D68=0,\" \",IF(FP$37<5,$J68/5*FP$37,IF(FP$37<=90,MIN(($J68+($K68-$J68)/45*(FP$37-5)),$L68),$L68-($L68-MIN(($J68+($K68-$J68)/45*85),$L68))/5*(95-FP$37)))/FP68)","v":1.4490666666666667},{"$f":"IF($D68=0,\" \",FP68*FR68)","v":2.5333333333333332},{"$f":"IF($D68=0,\" \",1/($I68*(100-FT$37)/100))","v":1.8939393939393938},{"$f":"IF($D68=0,\" \",1/FT68)","v":0.52800000000000002},{"$f":"IF($D68=0,\" \",IF(FT$37<5,$J68/5*FT$37,IF(FT$37<=90,MIN(($J68+($K68-$J68)/45*(FT$37-5)),$L68),$L68-($L68-MIN(($J68+($K68-$J68)/45*85),$L68))/5*(95-FT$37)))/FT68)","v":1.3610666666666669},{"$f":"IF($D68=0,\" \",FT68*FV68)","v":2.5777777777777779},{"$f":"IF($D68=0,\" \",1/($I68*(100-FX$37)/100))","v":2.0661157024793386},{"$f":"IF($D68=0,\" \",1/FX68)","v":0.48400000000000004},{"$f":"IF($D68=0,\" \",IF(FX$37<5,$J68/5*FX$37,IF(FX$37<=90,MIN(($J68+($K68-$J68)/45*(FX$37-5)),$L68),$L68-($L68-MIN(($J68+($K68-$J68)/45*85),$L68))/5*(95-FX$37)))/FX68)","v":1.2691555555555556},{"$f":"IF($D68=0,\" \",FX68*FZ68)","v":2.6222222222222222},{"$f":"IF($D68=0,\" \",1/($I68*(100-GB$37)/100))","v":2.2727272727272729},{"$f":"IF($D68=0,\" \",1/GB68)","v":0.43999999999999995},{"$f":"IF($D68=0,\" \",IF(GB$37<5,$J68/5*GB$37,IF(GB$37<=90,MIN(($J68+($K68-$J68)/45*(GB$37-5)),$L68),$L68-($L68-MIN(($J68+($K68-$J68)/45*85),$L68))/5*(95-GB$37)))/GB68)","v":1.1733333333333333},{"$f":"IF($D68=0,\" \",GB68*GD68)","v":2.666666666666667},{"$f":"IF($D68=0,\" \",1/($I68*(100-GF$37)/100))","v":2.5252525252525251},{"$f":"IF($D68=0,\" \",1/GF68)","v":0.39600000000000002},{"$f":"IF($D68=0,\" \",IF(GF$37<5,$J68/5*GF$37,IF(GF$37<=90,MIN(($J68+($K68-$J68)/45*(GF$37-5)),$L68),$L68-($L68-MIN(($J68+($K68-$J68)/45*85),$L68))/5*(95-GF$37)))/GF68)","v":1.0736000000000001},{"$f":"IF($D68=0,\" \",GF68*GH68)","v":2.7111111111111112},{"$f":"IF($D68=0,\" \",1/($I68*(100-GJ$37)/100))","v":2.8409090909090908},{"$f":"IF($D68=0,\" \",1/GJ68)","v":0.35200000000000004},{"$f":"IF($D68=0,\" \",IF(GJ$37<5,$J68/5*GJ$37,IF(GJ$37<=90,MIN(($J68+($K68-$J68)/45*(GJ$37-5)),$L68),$L68-($L68-MIN(($J68+($K68-$J68)/45*85),$L68))/5*(95-GJ$37)))/GJ68)","v":0.96995555555555557},{"$f":"IF($D68=0,\" \",GJ68*GL68)","v":2.7555555555555555},{"$f":"IF($D68=0,\" \",1/($I68*(100-GN$37)/100))","v":3.2467532467532463},{"$f":"IF($D68=0,\" \",1/GN68)","v":0.30800000000000005},{"$f":"IF($D68=0,\" \",IF(GN$37<5,$J68/5*GN$37,IF(GN$37<=90,MIN(($J68+($K68-$J68)/45*(GN$37-5)),$L68),$L68-($L68-MIN(($J68+($K68-$J68)/45*85),$L68))/5*(95-GN$37)))/GN68)","v":0.86240000000000006},{"$f":"IF($D68=0,\" \",GN68*GP68)","v":2.8},{"$f":"IF($D68=0,\" \",1/($I68*(100-GR$37)/100))","v":3.7878787878787876},{"$f":"IF($D68=0,\" \",1/GR68)","v":0.26400000000000001},{"$f":"IF($D68=0,\" \",IF(GR$37<5,$J68/5*GR$37,IF(GR$37<=90,MIN(($J68+($K68-$J68)/45*(GR$37-5)),$L68),$L68-($L68-MIN(($J68+($K68-$J68)/45*85),$L68))/5*(95-GR$37)))/GR68)","v":0.75093333333333345},{"$f":"IF($D68=0,\" \",GR68*GT68)","v":2.8444444444444446},{"$f":"IF($D68=0,\" \",1/($I68*(100-GV$37)/100))","v":4.5454545454545459},{"$f":"IF($D68=0,\" \",1/GV68)","v":0.21999999999999997},{"$f":"IF($D68=0,\" \",IF(GV$37<5,$J68/5*GV$37,IF(GV$37<=90,MIN(($J68+($K68-$J68)/45*(GV$37-5)),$L68),$L68-($L68-MIN(($J68+($K68-$J68)/45*85),$L68))/5*(95-GV$37)))/GV68)","v":0.63555555555555554},{"$f":"IF($D68=0,\" \",GV68*GX68)","v":2.8888888888888893},{"$f":"IF($D68=0,\" \",1/($I68*(100-GZ$37)/100))","v":5.6818181818181817},{"$f":"IF($D68=0,\" \",1/GZ68)","v":0.17600000000000002},{"$f":"IF($D68=0,\" \",IF(GZ$37<5,$J68/5*GZ$37,IF(GZ$37<=90,MIN(($J68+($K68-$J68)/45*(GZ$37-5)),$L68),$L68-($L68-MIN(($J68+($K68-$J68)/45*85),$L68))/5*(95-GZ$37)))/GZ68)","v":0.79786666666666672},{"$f":"IF($D68=0,\" \",GZ68*HB68)","v":4.5333333333333332},{"$f":"IF($D68=0,\" \",1/($I68*(100-HD$37)/100))","v":7.5757575757575752},{"$f":"IF($D68=0,\" \",1/HD68)","v":0.13200000000000001},{"$f":"IF($D68=0,\" \",IF(HD$37<5,$J68/5*HD$37,IF(HD$37<=90,MIN(($J68+($K68-$J68)/45*(HD$37-5)),$L68),$L68-($L68-MIN(($J68+($K68-$J68)/45*85),$L68))/5*(95-HD$37)))/HD68)","v":0.81546666666666678},{"$f":"IF($D68=0,\" \",HD68*HF68)","v":6.177777777777778},{"$f":"IF($D68=0,\" \",1/($I68*(100-HH$37)/100))","v":11.363636363636363},{"$f":"IF($D68=0,\" \",1/HH68)","v":8.8000000000000009E-2},{"$f":"IF($D68=0,\" \",IF(HH$37<5,$J68/5*HH$37,IF(HH$37<=90,MIN(($J68+($K68-$J68)/45*(HH$37-5)),$L68),$L68-($L68-MIN(($J68+($K68-$J68)/45*85),$L68))/5*(95-HH$37)))/HH68)","v":0.6883555555555555},{"$f":"IF($D68=0,\" \",HH68*HJ68)","v":7.8222222222222211},{"$f":"IF($D68=0,\" \",1/($I68*(100-HL$37)/100))","v":22.727272727272727},{"$f":"IF($D68=0,\" \",1/HL68)","v":4.4000000000000004E-2},{"$f":"IF($D68=0,\" \",IF(HL$37<5,$J68/5*HL$37,IF(HL$37<=90,MIN(($J68+($K68-$J68)/45*(HL$37-5)),$L68),$L68-($L68-MIN(($J68+($K68-$J68)/45*85),$L68))/5*(95-HL$37)))/HL68)","v":0.41653333333333337},{"$f":"IF($D68=0,\" \",HL68*HN68)","v":9.4666666666666668},null,{"$f":"IF($D68=\"Full\",'Failure Persistence Storage'!AB68,0)","v":0.46382189239332094},{"$f":"IF($D68=\"Full\",'Failure Persistence Storage'!AE68,0)","v":0.4},{"$f":"IF($D68=\"Full\",'Failure Persistence Storage'!AF68,0)","v":0.47348484848484845},{"$f":"IF($D68=\"Full\",'Failure Persistence Storage'!AI68,0)","v":0.8},{"$f":"IF($D68=\"Full\",'Failure Persistence Storage'!AJ68,0)","v":0.48355899419729204},{"$f":"IF($D68=\"Full\",'Failure Persistence Storage'!AM68,0)","v":1.0222222222222221},{"$f":"IF($D68=\"Full\",'Failure Persistence Storage'!AN68,0)","v":0.49407114624505927},{"$f":"IF($D68=\"Full\",'Failure Persistence Storage'!AQ68,0)","v":1.0666666666666667},{"$f":"IF($D68=\"Full\",'Failure Persistence Storage'!AR68,0)","v":0.50505050505050497},{"$f":"IF($D68=\"Full\",'Failure Persistence Storage'!AU68,0)","v":1.1111111111111112},{"$f":"IF($D68=\"Full\",'Failure Persistence Storage'!AV68,0)","v":0.51652892561983466},{"$f":"IF($D68=\"Full\",'Failure Persistence Storage'!AY68,0)","v":1.1555555555555554},{"$f":"IF($D68=\"Full\",'Failure Persistence Storage'!AZ68,0)","v":0.52854122621564481},{"$f":"IF($D68=\"Full\",'Failure Persistence Storage'!BC68,0)","v":1.2},{"$f":"IF($D68=\"Full\",'Failure Persistence Storage'!BD68,0)","v":0.54112554112554112},{"$f":"IF($D68=\"Full\",'Failure Persistence Storage'!BG68,0)","v":1.2444444444444445},{"$f":"IF($D68=\"Full\",'Failure Persistence Storage'!BH68,0)","v":0.55432372505543237},{"$f":"IF($D68=\"Full\",'Failure Persistence Storage'!BK68,0)","v":1.288888888888889},{"$f":"IF($D68=\"Full\",'Failure Persistence Storage'!BL68,0)","v":0.56818181818181823},{"$f":"IF($D68=\"Full\",'Failure Persistence Storage'!BO68,0)","v":1.3333333333333335},{"$f":"IF($D68=\"Full\",'Failure Persistence Storage'!BP68,0)","v":0.58275058275058267},{"$f":"IF($D68=\"Full\",'Failure Persistence Storage'!BS68,0)","v":1.3777777777777778},{"$f":"IF($D68=\"Full\",'Failure Persistence Storage'!BT68,0)","v":0.59808612440191378},{"$f":"IF($D68=\"Full\",'Failure Persistence Storage'!BW68,0)","v":1.4222222222222221},{"$f":"IF($D68=\"Full\",'Failure Persistence Storage'!BX68,0)","v":0.61425061425061422},{"$f":"IF($D68=\"Full\",'Failure Persistence Storage'!CA68,0)","v":1.4666666666666668},{"$f":"IF($D68=\"Full\",'Failure Persistence Storage'!CB68,0)","v":0.63131313131313127},{"$f":"IF($D68=\"Full\",'Failure Persistence Storage'!CE68,0)","v":1.5111111111111111},{"$f":"IF($D68=\"Full\",'Failure Persistence Storage'!CF68,0)","v":0.64935064935064934},{"$f":"IF($D68=\"Full\",'Failure Persistence Storage'!CI68,0)","v":1.5555555555555556},{"$f":"IF($D68=\"Full\",'Failure Persistence Storage'!CJ68,0)","v":0.66844919786096246},{"$f":"IF($D68=\"Full\",'Failure Persistence Storage'!CM68,0)","v":1.6},{"$f":"IF($D68=\"Full\",'Failure Persistence Storage'!CN68,0)","v":0.68870523415977958},{"$f":"IF($D68=\"Full\",'Failure Persistence Storage'!CQ68,0)","v":1.6444444444444444},{"$f":"IF($D68=\"Full\",'Failure Persistence Storage'!CR68,0)","v":0.71022727272727271},{"$f":"IF($D68=\"Full\",'Failure Persistence Storage'!CU68,0)","v":1.6888888888888891},{"$f":"IF($D68=\"Full\",'Failure Persistence Storage'!CV68,0)","v":0.73313782991202336},{"$f":"IF($D68=\"Full\",'Failure Persistence Storage'!CY68,0)","v":1.7333333333333334},{"$f":"IF($D68=\"Full\",'Failure Persistence Storage'!CZ68,0)","v":0.75757575757575757},{"$f":"IF($D68=\"Full\",'Failure Persistence Storage'!DC68,0)","v":1.7777777777777777},{"$f":"IF($D68=\"Full\",'Failure Persistence Storage'!DD68,0)","v":0.78369905956112851},{"$f":"IF($D68=\"Full\",'Failure Persistence Storage'!DG68,0)","v":1.8222222222222224},{"$f":"IF($D68=\"Full\",'Failure Persistence Storage'!DH68,0)","v":0.81168831168831157},{"$f":"IF($D68=\"Full\",'Failure Persistence Storage'!DK68,0)","v":1.8666666666666667},{"$f":"IF($D68=\"Full\",'Failure Persistence Storage'!DL68,0)","v":0.84175084175084158},{"$f":"IF($D68=\"Full\",'Failure Persistence Storage'!DO68,0)","v":1.911111111111111},{"$f":"IF($D68=\"Full\",'Failure Persistence Storage'!DP68,0)","v":0.87412587412587406},{"$f":"IF($D68=\"Full\",'Failure Persistence Storage'!DS68,0)","v":1.9555555555555557},{"$f":"IF($D68=\"Full\",'Failure Persistence Storage'!DT68,0)","v":0.90909090909090906},{"$f":"IF($D68=\"Full\",'Failure Persistence Storage'!DW68,0)","v":2},{"$f":"IF($D68=\"Full\",'Failure Persistence Storage'!DX68,0)","v":0.94696969696969691},{"$f":"IF($D68=\"Full\",'Failure Persistence Storage'!EA68,0)","v":2.0444444444444443},{"$f":"IF($D68=\"Full\",'Failure Persistence Storage'!EB68,0)","v":0.98814229249011853},{"$f":"IF($D68=\"Full\",'Failure Persistence Storage'!EE68,0)","v":2.088888888888889},{"$f":"IF($D68=\"Full\",'Failure Persistence Storage'!EF68,0)","v":1.0330578512396693},{"$f":"IF($D68=\"Full\",'Failure Persistence Storage'!EI68,0)","v":2.1333333333333333},{"$f":"IF($D68=\"Full\",'Failure Persistence Storage'!EJ68,0)","v":1.0822510822510822},{"$f":"IF($D68=\"Full\",'Failure Persistence Storage'!EM68,0)","v":2.177777777777778},{"$f":"IF($D68=\"Full\",'Failure Persistence Storage'!EN68,0)","v":1.1363636363636365},{"$f":"IF($D68=\"Full\",'Failure Persistence Storage'!EQ68,0)","v":2.2222222222222223},{"$f":"IF($D68=\"Full\",'Failure Persistence Storage'!ER68,0)","v":1.1961722488038276},{"$f":"IF($D68=\"Full\",'Failure Persistence Storage'!EU68,0)","v":2.2666666666666666},{"$f":"IF($D68=\"Full\",'Failure Persistence Storage'!EV68,0)","v":1.2626262626262625},{"$f":"IF($D68=\"Full\",'Failure Persistence Storage'!EY68,0)","v":2.3111111111111109},{"$f":"IF($D68=\"Full\",'Failure Persistence Storage'!EZ68,0)","v":1.3368983957219249},{"$f":"IF($D68=\"Full\",'Failure Persistence Storage'!FC68,0)","v":2.3555555555555556},{"$f":"IF($D68=\"Full\",'Failure Persistence Storage'!FD68,0)","v":1.4204545454545454},{"$f":"IF($D68=\"Full\",'Failure Persistence Storage'!FG68,0)","v":2.4000000000000004},{"$f":"IF($D68=\"Full\",'Failure Persistence Storage'!FH68,0)","v":1.5151515151515151},{"$f":"IF($D68=\"Full\",'Failure Persistence Storage'!FK68,0)","v":2.4444444444444446},{"$f":"IF($D68=\"Full\",'Failure Persistence Storage'!FL68,0)","v":1.6233766233766231},{"$f":"IF($D68=\"Full\",'Failure Persistence Storage'!FO68,0)","v":2.4888888888888889},{"$f":"IF($D68=\"Full\",'Failure Persistence Storage'!FP68,0)","v":1.7482517482517481},{"$f":"IF($D68=\"Full\",'Failure Persistence Storage'!FS68,0)","v":2.5333333333333332},{"$f":"IF($D68=\"Full\",'Failure Persistence Storage'!FT68,0)","v":1.8939393939393938},{"$f":"IF($D68=\"Full\",'Failure Persistence Storage'!FW68,0)","v":2.5777777777777779},{"$f":"IF($D68=\"Full\",'Failure Persistence Storage'!FX68,0)","v":2.0661157024793386},{"$f":"IF($D68=\"Full\",'Failure Persistence Storage'!GA68,0)","v":2.6222222222222222},{"$f":"IF($D68=\"Full\",'Failure Persistence Storage'!GB68,0)","v":2.2727272727272729},{"$f":"IF($D68=\"Full\",'Failure Persistence Storage'!GE68,0)","v":2.666666666666667},{"$f":"IF($D68=\"Full\",'Failure Persistence Storage'!GF68,0)","v":2.5252525252525251},{"$f":"IF($D68=\"Full\",'Failure Persistence Storage'!GI68,0)","v":2.7111111111111112},{"$f":"IF($D68=\"Full\",'Failure Persistence Storage'!GJ68,0)","v":2.8409090909090908},{"$f":"IF($D68=\"Full\",'Failure Persistence Storage'!GM68,0)","v":2.7555555555555555},{"$f":"IF($D68=\"Full\",'Failure Persistence Storage'!GN68,0)","v":3.2467532467532463},{"$f":"IF($D68=\"Full\",'Failure Persistence Storage'!GQ68,0)","v":2.8},{"$f":"IF($D68=\"Full\",'Failure Persistence Storage'!GR68,0)","v":3.7878787878787876},{"$f":"IF($D68=\"Full\",'Failure Persistence Storage'!GU68,0)","v":2.8444444444444446},{"$f":"IF($D68=\"Full\",'Failure Persistence Storage'!GV68,0)","v":4.5454545454545459},{"$f":"IF($D68=\"Full\",'Failure Persistence Storage'!GY68,0)","v":2.8888888888888893},{"$f":"IF($D68=\"Full\",'Failure Persistence Storage'!GZ68,0)","v":5.6818181818181817},{"$f":"IF($D68=\"Full\",'Failure Persistence Storage'!HC68,0)","v":4.5333333333333332},{"$f":"IF($D68=\"Full\",'Failure Persistence Storage'!HD68,0)","v":7.5757575757575752},{"$f":"IF($D68=\"Full\",'Failure Persistence Storage'!HG68,0)","v":6.177777777777778},{"$f":"IF($D68=\"Full\",'Failure Persistence Storage'!HH68,0)","v":11.363636363636363},{"$f":"IF($D68=\"Full\",'Failure Persistence Storage'!HK68,0)","v":7.8222222222222211},{"$f":"IF($D68=\"Full\",'Failure Persistence Storage'!HL68,0)","v":22.727272727272727},{"$f":"IF($D68=\"Full\",'Failure Persistence Storage'!HO68,0)","v":9.4666666666666668}]
[null,"Swichboard power supply cable","Power","Full",null,null,null,null,3.8800000000000002E-3,8,15,22,null,null,null,null,null,null,null,null,null,null,null,null,null,null,null,262.99179465600673,3.8024000000000001E-3,1.216768E-2,3.2,268.47079037800682,3.7248000000000008E-3,2.3838720000000004E-2,6.4,274.18293485413466,3.6472000000000002E-3,2.9744942222222223E-2,8.155555555555555,280.14343343792024,3.5695999999999996E-3,3.0222613333333332E-2,8.4666666666666668,286.36884306987395,3.4920000000000007E-3,3.0652000000000009E-2,8.7777777777777786,292.87722586691655,3.4144000000000006E-3,3.1033102222222227E-2,9.0888888888888886,299.68832414289136,3.3368000000000004E-3,3.1365920000000005E-2,9.4,306.82376043200782,3.2592000000000003E-3,3.1650453333333342E-2,9.7111111111111121,314.30726678400805,3.1816000000000001E-3,3.1886702222222223E-2,10.022222222222222,322.16494845360825,3.104E-3,3.2074666666666668E-2,10.333333333333334,330.42558815754688,3.0264000000000003E-3,3.2214346666666671E-2,10.644444444444444,339.12099837221922,2.9487999999999997E-3,3.2305742222222218E-2,10.955555555555554,348.28643076065754,2.8712000000000004E-3,3.234885333333333E-2,11.266666666666664,357.96105383734255,2.7935999999999998E-3,3.2343679999999993E-2,11.577777777777778,368.18851251840942,2.7160000000000001E-3,3.229022222222222E-2,11.888888888888888,379.01758641600964,2.6384000000000004E-3,3.2188480000000005E-2,12.2,390.50296782255543,2.5608000000000002E-3,3.2038453333333335E-2,12.511111111111111,402.70618556701032,2.4832000000000001E-3,3.1840142222222222E-2,12.822222222222223,415.6967076820751,2.4056000000000004E-3,3.1593546666666666E-2,13.133333333333331,429.55326460481098,2.3280000000000002E-3,3.1298666666666669E-2,13.444444444444445,444.3654461429079,2.2504000000000001E-3,3.0955502222222226E-2,13.755555555555556,460.23564064801178,2.1727999999999999E-3,3.0564053333333334E-2,14.066666666666666,477.2814051164566,2.0952000000000002E-3,3.0124320000000007E-2,14.377777777777778,495.63838223632035,2.0176E-3,2.9636302222222227E-2,14.68888888888889,515.46391752577313,1.9400000000000003E-3,2.9100000000000004E-2,15,536.94158075601365,1.8624000000000004E-3,2.8515413333333336E-2,15.31111111111111,560.28686687584047,1.7847999999999998E-3,2.7882542222222223E-2,15.622222222222224,585.75445173383309,1.7072000000000003E-3,2.7201386666666671E-2,15.933333333333334,613.64752086401563,1.6296000000000001E-3,2.6471946666666673E-2,16.244444444444447,644.32989690721649,1.552E-3,2.5694222222222226E-2,16.555555555555557,678.24199674443844,1.4743999999999998E-3,2.4868213333333333E-2,16.866666666666667,715.92210767468509,1.3967999999999999E-3,2.3993919999999995E-2,17.177777777777777,758.03517283201927,1.3192000000000002E-3,2.3071342222222225E-2,17.488888888888887,805.41237113402065,1.2416E-3,2.2100479999999999E-2,17.8,859.10652920962195,1.1640000000000001E-3,2.1081333333333334E-2,18.111111111111111,920.47128129602356,1.0864E-3,2.0013902222222223E-2,18.422222222222224,991.27676447264071,1.0088E-3,1.8898186666666667E-2,18.733333333333334,1073.8831615120273,9.3120000000000019E-4,1.7734186666666669E-2,19.044444444444444,1171.5089034676662,8.5360000000000015E-4,1.6521902222222225E-2,19.355555555555554,1288.659793814433,7.76E-4,1.5261333333333332E-2,19.666666666666664,1431.8442153493702,6.9839999999999995E-4,1.3952479999999998E-2,19.977777777777778,1610.8247422680413,6.2080000000000002E-4,1.2595342222222224E-2,20.288888888888891,1840.9425625920471,5.4319999999999998E-4,1.1189920000000001E-2,20.6,2147.7663230240546,4.656000000000001E-4,9.7362133333333354E-3,20.911111111111111,2577.319587628866,3.88E-4,8.2342222222222226E-3,21.222222222222225,3221.6494845360826,3.1040000000000001E-4,6.683946666666666E-3,21.533333333333331,4295.5326460481092,2.3280000000000005E-4,5.0853866666666679E-3,21.844444444444445,6443.2989690721652,1.552E-4,3.4385422222222221E-3,22.155555555555555,12886.59793814433,7.7600000000000002E-5,1.7434133333333335E-3,22.466666666666669,null,{"$f":"IF($D69=\"Full\",'Failure Persistence Storage'!AB69,0)","v":262.99179465600673},{"$f":"IF($D69=\"Full\",'Failure Persistence Storage'!AE69,0)","v":3.2},{"$f":"IF($D69=\"Full\",'Failure Persistence Storage'!AF69,0)","v":268.47079037800682},{"$f":"IF($D69=\"Full\",'Failure Persistence Storage'!AI69,0)","v":6.4},{"$f":"IF($D69=\"Full\",'Failure Persistence Storage'!AJ69,0)","v":274.18293485413466},{"$f":"IF($D69=\"Full\",'Failure Persistence Storage'!AM69,0)","v":8.155555555555555},{"$f":"IF($D69=\"Full\",'Failure Persistence Storage'!AN69,0)","v":280.14343343792024},{"$f":"IF($D69=\"Full\",'Failure Persistence Storage'!AQ69,0)","v":8.4666666666666668},{"$f":"IF($D69=\"Full\",'Failure Persistence Storage'!AR69,0)","v":286.36884306987395},{"$f":"IF($D69=\"Full\",'Failure Persistence Storage'!AU69,0)","v":8.7777777777777786},{"$f":"IF($D69=\"Full\",'Failure Persistence Storage'!AV69,0)","v":292.87722586691655},{"$f":"IF($D69=\"Full\",'Failure Persistence Storage'!AY69,0)","v":9.0888888888888886},{"$f":"IF($D69=\"Full\",'Failure Persistence Storage'!AZ69,0)","v":299.68832414289136},{"$f":"IF($D69=\"Full\",'Failure Persistence Storage'!BC69,0)","v":9.4},{"$f":"IF($D69=\"Full\",'Failure Persistence Storage'!BD69,0)","v":306.82376043200782},{"$f":"IF($D69=\"Full\",'Failure Persistence Storage'!BG69,0)","v":9.7111111111111121},{"$f":"IF($D69=\"Full\",'Failure Persistence Storage'!BH69,0)","v":314.30726678400805},{"$f":"IF($D69=\"Full\",'Failure Persistence Storage'!BK69,0)","v":10.022222222222222},{"$f":"IF($D69=\"Full\",'Failure Persistence Storage'!BL69,0)","v":322.16494845360825},{"$f":"IF($D69=\"Full\",'Failure Persistence Storage'!BO69,0)","v":10.333333333333334},{"$f":"IF($D69=\"Full\",'Failure Persistence Storage'!BP69,0)","v":330.42558815754688},{"$f":"IF($D69=\"Full\",'Failure Persistence Storage'!BS69,0)","v":10.644444444444444},{"$f":"IF($D69=\"Full\",'Failure Persistence Storage'!BT69,0)","v":339.12099837221922},{"$f":"IF($D69=\"Full\",'Failure Persistence Storage'!BW69,0)","v":10.955555555555554},{"$f":"IF($D69=\"Full\",'Failure Persistence Storage'!BX69,0)","v":348.28643076065754},{"$f":"IF($D69=\"Full\",'Failure Persistence Storage'!CA69,0)","v":11.266666666666664},{"$f":"IF($D69=\"Full\",'Failure Persistence Storage'!CB69,0)","v":357.96105383734255},{"$f":"IF($D69=\"Full\",'Failure Persistence Storage'!CE69,0)","v":11.577777777777778},{"$f":"IF($D69=\"Full\",'Failure Persistence Storage'!CF69,0)","v":368.18851251840942},{"$f":"IF($D69=\"Full\",'Failure Persistence Storage'!CI69,0)","v":11.888888888888888},{"$f":"IF($D69=\"Full\",'Failure Persistence Storage'!CJ69,0)","v":379.01758641600964},{"$f":"IF($D69=\"Full\",'Failure Persistence Storage'!CM69,0)","v":12.2},{"$f":"IF($D69=\"Full\",'Failure Persistence Storage'!CN69,0)","v":390.50296782255543},{"$f":"IF($D69=\"Full\",'Failure Persistence Storage'!CQ69,0)","v":12.511111111111111},{"$f":"IF($D69=\"Full\",'Failure Persistence Storage'!CR69,0)","v":402.70618556701032},{"$f":"IF($D69=\"Full\",'Failure Persistence Storage'!CU69,0)","v":12.822222222222223},{"$f":"IF($D69=\"Full\",'Failure Persistence Storage'!CV69,0)","v":415.6967076820751},{"$f":"IF($D69=\"Full\",'Failure Persistence Storage'!CY69,0)","v":13.133333333333331},{"$f":"IF($D69=\"Full\",'Failure Persistence Storage'!CZ69,0)","v":429.55326460481098},{"$f":"IF($D69=\"Full\",'Failure Persistence Storage'!DC69,0)","v":13.444444444444445},{"$f":"IF($D69=\"Full\",'Failure Persistence Storage'!DD69,0)","v":444.3654461429079},{"$f":"IF($D69=\"Full\",'Failure Persistence Storage'!DG69,0)","v":13.755555555555556},{"$f":"IF($D69=\"Full\",'Failure Persistence Storage'!DH69,0)","v":460.23564064801178},{"$f":"IF($D69=\"Full\",'Failure Persistence Storage'!DK69,0)","v":14.066666666666666},{"$f":"IF($D69=\"Full\",'Failure Persistence Storage'!DL69,0)","v":477.2814051164566},{"$f":"IF($D69=\"Full\",'Failure Persistence Storage'!DO69,0)","v":14.377777777777778},{"$f":"IF($D69=\"Full\",'Failure Persistence Storage'!DP69,0)","v":495.63838223632035},{"$f":"IF($D69=\"Full\",'Failure Persistence Storage'!DS69,0)","v":14.68888888888889},{"$f":"IF($D69=\"Full\",'Failure Persistence Storage'!DT69,0)","v":515.46391752577313},{"$f":"IF($D69=\"Full\",'Failure Persistence Storage'!DW69,0)","v":15},{"$f":"IF($D69=\"Full\",'Failure Persistence Storage'!DX69,0)","v":536.94158075601365},{"$f":"IF($D69=\"Full\",'Failure Persistence Storage'!EA69,0)","v":15.31111111111111},{"$f":"IF($D69=\"Full\",'Failure Persistence Storage'!EB69,0)","v":560.28686687584047},{"$f":"IF($D69=\"Full\",'Failure Persistence Storage'!EE69,0)","v":15.622222222222224},{"$f":"IF($D69=\"Full\",'Failure Persistence Storage'!EF69,0)","v":585.75445173383309},{"$f":"IF($D69=\"Full\",'Failure Persistence Storage'!EI69,0)","v":15.933333333333334},{"$f":"IF($D69=\"Full\",'Failure Persistence Storage'!EJ69,0)","v":613.64752086401563},{"$f":"IF($D69=\"Full\",'Failure Persistence Storage'!EM69,0)","v":16.244444444444447},{"$f":"IF($D69=\"Full\",'Failure Persistence Storage'!EN69,0)","v":644.32989690721649},{"$f":"IF($D69=\"Full\",'Failure Persistence Storage'!EQ69,0)","v":16.555555555555557},{"$f":"IF($D69=\"Full\",'Failure Persistence Storage'!ER69,0)","v":678.24199674443844},{"$f":"IF($D69=\"Full\",'Failure Persistence Storage'!EU69,0)","v":16.866666666666667},{"$f":"IF($D69=\"Full\",'Failure Persistence Storage'!EV69,0)","v":715.92210767468509},{"$f":"IF($D69=\"Full\",'Failure Persistence Storage'!EY69,0)","v":17.177777777777777},{"$f":"IF($D69=\"Full\",'Failure Persistence Storage'!EZ69,0)","v":758.03517283201927},{"$f":"IF($D69=\"Full\",'Failure Persistence Storage'!FC69,0)","v":17.488888888888887},{"$f":"IF($D69=\"Full\",'Failure Persistence Storage'!FD69,0)","v":805.41237113402065},{"$f":"IF($D69=\"Full\",'Failure Persistence Storage'!FG69,0)","v":17.8},{"$f":"IF($D69=\"Full\",'Failure Persistence Storage'!FH69,0)","v":859.10652920962195},{"$f":"IF($D69=\"Full\",'Failure Persistence Storage'!FK69,0)","v":18.111111111111111},{"$f":"IF($D69=\"Full\",'Failure Persistence Storage'!FL69,0)","v":920.47128129602356},{"$f":"IF($D69=\"Full\",'Failure Persistence Storage'!FO69,0)","v":18.422222222222224},{"$f":"IF($D69=\"Full\",'Failure Persistence Storage'!FP69,0)","v":991.27676447264071},{"$f":"IF($D69=\"Full\",'Failure Persistence Storage'!FS69,0)","v":18.733333333333334},{"$f":"IF($D69=\"Full\",'Failure Persistence Storage'!FT69,0)","v":1073.8831615120273},{"$f":"IF($D69=\"Full\",'Failure Persistence Storage'!FW69,0)","v":19.044444444444444},{"$f":"IF($D69=\"Full\",'Failure Persistence Storage'!FX69,0)","v":1171.5089034676662},{"$f":"IF($D69=\"Full\",'Failure Persistence Storage'!GA69,0)","v":19.355555555555554},{"$f":"IF($D69=\"Full\",'Failure Persistence Storage'!GB69,0)","v":1288.659793814433},{"$f":"IF($D69=\"Full\",'Failure Persistence Storage'!GE69,0)","v":19.666666666666664},{"$f":"IF($D69=\"Full\",'Failure Persistence Storage'!GF69,0)","v":1431.8442153493702},{"$f":"IF($D69=\"Full\",'Failure Persistence Storage'!GI69,0)","v":19.977777777777778},{"$f":"IF($D69=\"Full\",'Failure Persistence Storage'!GJ69,0)","v":1610.8247422680413},{"$f":"IF($D69=\"Full\",'Failure Persistence Storage'!GM69,0)","v":20.288888888888891},{"$f":"IF($D69=\"Full\",'Failure Persistence Storage'!GN69,0)","v":1840.9425625920471},{"$f":"IF($D69=\"Full\",'Failure Persistence Storage'!GQ69,0)","v":20.6},{"$f":"IF($D69=\"Full\",'Failure Persistence Storage'!GR69,0)","v":2147.7663230240546},{"$f":"IF($D69=\"Full\",'Failure Persistence Storage'!GU69,0)","v":20.911111111111111},{"$f":"IF($D69=\"Full\",'Failure Persistence Storage'!GV69,0)","v":2577.319587628866},{"$f":"IF($D69=\"Full\",'Failure Persistence Storage'!GY69,0)","v":21.222222222222225},{"$f":"IF($D69=\"Full\",'Failure Persistence Storage'!GZ69,0)","v":3221.6494845360826},{"$f":"IF($D69=\"Full\",'Failure Persistence Storage'!HC69,0)","v":21.533333333333331},{"$f":"IF($D69=\"Full\",'Failure Persistence Storage'!HD69,0)","v":4295.5326460481092},{"$f":"IF($D69=\"Full\",'Failure Persistence Storage'!HG69,0)","v":21.844444444444445},{"$f":"IF($D69=\"Full\",'Failure Persistence Storage'!HH69,0)","v":6443.2989690721652},{"$f":"IF($D69=\"Full\",'Failure Persistence Storage'!HK69,0)","v":22.155555555555555},{"$f":"IF($D69=\"Full\",'Failure Persistence Storage'!HL69,0)","v":12886.59793814433},{"$f":"IF($D69=\"Full\",'Failure Persistence Storage'!HO69,0)","v":22.466666666666669}]
[null,"Swichboard cable terminations","Power","Full",null,null,null,null,1.27E-4,2,4,6,null,null,null,null,null,null,null,null,null,null,null,null,null,null,null,8034.7099469709137,1.2446000000000001E-4,9.956800000000002E-5,0.8,8202.0997375328079,1.2192000000000001E-4,1.9507200000000002E-4,1.6,8376.6124979058477,1.1937999999999999E-4,2.4406577777777775E-4,2.0444444444444443,8558.7127695994532,1.1683999999999999E-4,2.4925866666666662E-4,2.1333333333333333,8748.906386701663,1.1429999999999999E-4,2.5399999999999999E-4,2.2222222222222223,8947.7451682176088,1.1176E-4,2.5828977777777776E-4,2.3111111111111109,9155.8322651529033,1.0921999999999999E-4,2.6212799999999998E-4,2.4,9373.8282714660672,1.0667999999999999E-4,2.6551466666666665E-4,2.4888888888888889,9602.4582293067015,1.0414000000000002E-4,2.6844977777777782E-4,2.5777777777777779,9842.5196850393713,1.0159999999999999E-4,2.7093333333333332E-4,2.666666666666667,10094.891984655764,9.9060000000000004E-5,2.7296533333333333E-4,2.7555555555555555,10360.547036883549,9.6519999999999991E-5,2.7454577777777774E-4,2.8444444444444446,10640.561821664183,9.3980000000000005E-5,2.756746666666667E-4,2.9333333333333336,10936.13298337708,9.1439999999999978E-5,2.7635199999999995E-4,3.0222222222222221,11248.59392575928,8.8900000000000006E-5,2.765777777777778E-4,3.1111111111111112,11579.434923575731,8.6359999999999993E-5,2.76352E-4,3.2,11930.326890956811,8.3820000000000007E-5,2.756746666666667E-4,3.2888888888888888,12303.149606299214,8.1279999999999994E-5,2.7454577777777774E-4,3.3777777777777778,12700.025400050801,7.8739999999999995E-5,2.7296533333333333E-4,3.4666666666666668,13123.359580052494,7.6199999999999995E-5,2.7093333333333332E-4,3.5555555555555558,13575.88922074396,7.3659999999999996E-5,2.6844977777777776E-4,3.6444444444444448,14060.742407199101,7.1119999999999997E-5,2.6551466666666665E-4,3.7333333333333334,14581.51064450277,6.8579999999999997E-5,2.6212799999999998E-4,3.822222222222222,15142.337976983647,6.6039999999999998E-5,2.5828977777777782E-4,3.9111111111111119,15748.031496062993,6.3499999999999999E-5,2.5399999999999999E-4,4,16404.199475065616,6.0960000000000006E-5,2.4925866666666667E-4,4.0888888888888886,17117.425539198906,5.8419999999999993E-5,2.4406577777777777E-4,4.177777777777778,17895.490336435218,5.588E-5,2.3842133333333335E-4,4.2666666666666666,18747.656542932134,5.3339999999999994E-5,2.3232533333333334E-4,4.3555555555555561,19685.039370078743,5.0799999999999995E-5,2.2577777777777776E-4,4.4444444444444446,20721.094073767097,4.8259999999999995E-5,2.1877866666666663E-4,4.5333333333333332,21872.265966754159,4.5719999999999989E-5,2.1132799999999994E-4,4.6222222222222218,23158.869847151462,4.3179999999999997E-5,2.0342577777777775E-4,4.7111111111111112,24606.299212598427,4.0639999999999997E-5,1.9507200000000002E-4,4.8000000000000007,26246.719160104989,3.8099999999999998E-5,1.8626666666666668E-4,4.8888888888888893,28121.484814398202,3.5559999999999998E-5,1.7700977777777778E-4,4.9777777777777779,30284.675953967293,3.3019999999999999E-5,1.6730133333333331E-4,5.0666666666666664,32808.398950131232,3.0480000000000003E-5,1.5714133333333334E-4,5.1555555555555559,35790.980672870435,2.794E-5,1.4652977777777779E-4,5.2444444444444445,39370.078740157485,2.5399999999999997E-5,1.3546666666666666E-4,5.3333333333333339,43744.531933508319,2.2859999999999995E-5,1.2395199999999998E-4,5.4222222222222225,49212.598425196855,2.0319999999999999E-5,1.1198577777777776E-4,5.5111111111111111,56242.969628796403,1.7779999999999999E-5,9.9567999999999993E-5,5.6,65616.797900262463,1.5240000000000001E-5,8.6698666666666671E-5,5.6888888888888891,78740.157480314971,1.2699999999999999E-5,7.3377777777777783E-5,5.7777777777777786,98425.19685039371,1.0159999999999999E-5,5.960533333333333E-5,5.8666666666666671,131233.59580052493,7.6200000000000007E-6,4.5381333333333339E-5,5.9555555555555557,196850.39370078742,5.0799999999999996E-6,3.0705777777777775E-5,6.0444444444444443,393700.78740157484,2.5399999999999998E-6,1.5578666666666664E-5,6.1333333333333329,null,{"$f":"IF($D70=\"Full\",'Failure Persistence Storage'!AB70,0)","v":8034.7099469709137},{"$f":"IF($D70=\"Full\",'Failure Persistence Storage'!AE70,0)","v":0.8},{"$f":"IF($D70=\"Full\",'Failure Persistence Storage'!AF70,0)","v":8202.0997375328079},{"$f":"IF($D70=\"Full\",'Failure Persistence Storage'!AI70,0)","v":1.6},{"$f":"IF($D70=\"Full\",'Failure Persistence Storage'!AJ70,0)","v":8376.6124979058477},{"$f":"IF($D70=\"Full\",'Failure Persistence Storage'!AM70,0)","v":2.0444444444444443},{"$f":"IF($D70=\"Full\",'Failure Persistence Storage'!AN70,0)","v":8558.7127695994532},{"$f":"IF($D70=\"Full\",'Failure Persistence Storage'!AQ70,0)","v":2.1333333333333333},{"$f":"IF($D70=\"Full\",'Failure Persistence Storage'!AR70,0)","v":8748.906386701663},{"$f":"IF($D70=\"Full\",'Failure Persistence Storage'!AU70,0)","v":2.2222222222222223},{"$f":"IF($D70=\"Full\",'Failure Persistence Storage'!AV70,0)","v":8947.7451682176088},{"$f":"IF($D70=\"Full\",'Failure Persistence Storage'!AY70,0)","v":2.3111111111111109},{"$f":"IF($D70=\"Full\",'Failure Persistence Storage'!AZ70,0)","v":9155.8322651529033},{"$f":"IF($D70=\"Full\",'Failure Persistence Storage'!BC70,0)","v":2.4},{"$f":"IF($D70=\"Full\",'Failure Persistence Storage'!BD70,0)","v":9373.8282714660672},{"$f":"IF($D70=\"Full\",'Failure Persistence Storage'!BG70,0)","v":2.4888888888888889},{"$f":"IF($D70=\"Full\",'Failure Persistence Storage'!BH70,0)","v":9602.4582293067015},{"$f":"IF($D70=\"Full\",'Failure Persistence Storage'!BK70,0)","v":2.5777777777777779},{"$f":"IF($D70=\"Full\",'Failure Persistence Storage'!BL70,0)","v":9842.5196850393713},{"$f":"IF($D70=\"Full\",'Failure Persistence Storage'!BO70,0)","v":2.666666666666667},{"$f":"IF($D70=\"Full\",'Failure Persistence Storage'!BP70,0)","v":10094.891984655764},{"$f":"IF($D70=\"Full\",'Failure Persistence Storage'!BS70,0)","v":2.7555555555555555},{"$f":"IF($D70=\"Full\",'Failure Persistence Storage'!BT70,0)","v":10360.547036883549},{"$f":"IF($D70=\"Full\",'Failure Persistence Storage'!BW70,0)","v":2.8444444444444446},{"$f":"IF($D70=\"Full\",'Failure Persistence Storage'!BX70,0)","v":10640.561821664183},{"$f":"IF($D70=\"Full\",'Failure Persistence Storage'!CA70,0)","v":2.9333333333333336},{"$f":"IF($D70=\"Full\",'Failure Persistence Storage'!CB70,0)","v":10936.13298337708},{"$f":"IF($D70=\"Full\",'Failure Persistence Storage'!CE70,0)","v":3.0222222222222221},{"$f":"IF($D70=\"Full\",'Failure Persistence Storage'!CF70,0)","v":11248.59392575928},{"$f":"IF($D70=\"Full\",'Failure Persistence Storage'!CI70,0)","v":3.1111111111111112},{"$f":"IF($D70=\"Full\",'Failure Persistence Storage'!CJ70,0)","v":11579.434923575731},{"$f":"IF($D70=\"Full\",'Failure Persistence Storage'!CM70,0)","v":3.2},{"$f":"IF($D70=\"Full\",'Failure Persistence Storage'!CN70,0)","v":11930.326890956811},{"$f":"IF($D70=\"Full\",'Failure Persistence Storage'!CQ70,0)","v":3.2888888888888888},{"$f":"IF($D70=\"Full\",'Failure Persistence Storage'!CR70,0)","v":12303.149606299214},{"$f":"IF($D70=\"Full\",'Failure Persistence Storage'!CU70,0)","v":3.3777777777777778},{"$f":"IF($D70=\"Full\",'Failure Persistence Storage'!CV70,0)","v":12700.025400050801},{"$f":"IF($D70=\"Full\",'Failure Persistence Storage'!CY70,0)","v":3.4666666666666668},{"$f":"IF($D70=\"Full\",'Failure Persistence Storage'!CZ70,0)","v":13123.359580052494},{"$f":"IF($D70=\"Full\",'Failure Persistence Storage'!DC70,0)","v":3.5555555555555558},{"$f":"IF($D70=\"Full\",'Failure Persistence Storage'!DD70,0)","v":13575.88922074396},{"$f":"IF($D70=\"Full\",'Failure Persistence Storage'!DG70,0)","v":3.6444444444444448},{"$f":"IF($D70=\"Full\",'Failure Persistence Storage'!DH70,0)","v":14060.742407199101},{"$f":"IF($D70=\"Full\",'Failure Persistence Storage'!DK70,0)","v":3.7333333333333334},{"$f":"IF($D70=\"Full\",'Failure Persistence Storage'!DL70,0)","v":14581.51064450277},{"$f":"IF($D70=\"Full\",'Failure Persistence Storage'!DO70,0)","v":3.822222222222222},{"$f":"IF($D70=\"Full\",'Failure Persistence Storage'!DP70,0)","v":15142.337976983647},{"$f":"IF($D70=\"Full\",'Failure Persistence Storage'!DS70,0)","v":3.9111111111111119},{"$f":"IF($D70=\"Full\",'Failure Persistence Storage'!DT70,0)","v":15748.031496062993},{"$f":"IF($D70=\"Full\",'Failure Persistence Storage'!DW70,0)","v":4},{"$f":"IF($D70=\"Full\",'Failure Persistence Storage'!DX70,0)","v":16404.199475065616},{"$f":"IF($D70=\"Full\",'Failure Persistence Storage'!EA70,0)","v":4.0888888888888886},{"$f":"IF($D70=\"Full\",'Failure Persistence Storage'!EB70,0)","v":17117.425539198906},{"$f":"IF($D70=\"Full\",'Failure Persistence Storage'!EE70,0)","v":4.177777777777778},{"$f":"IF($D70=\"Full\",'Failure Persistence Storage'!EF70,0)","v":17895.490336435218},{"$f":"IF($D70=\"Full\",'Failure Persistence Storage'!EI70,0)","v":4.2666666666666666},{"$f":"IF($D70=\"Full\",'Failure Persistence Storage'!EJ70,0)","v":18747.656542932134},{"$f":"IF($D70=\"Full\",'Failure Persistence Storage'!EM70,0)","v":4.3555555555555561},{"$f":"IF($D70=\"Full\",'Failure Persistence Storage'!EN70,0)","v":19685.039370078743},{"$f":"IF($D70=\"Full\",'Failure Persistence Storage'!EQ70,0)","v":4.4444444444444446},{"$f":"IF($D70=\"Full\",'Failure Persistence Storage'!ER70,0)","v":20721.094073767097},{"$f":"IF($D70=\"Full\",'Failure Persistence Storage'!EU70,0)","v":4.5333333333333332},{"$f":"IF($D70=\"Full\",'Failure Persistence Storage'!EV70,0)","v":21872.265966754159},{"$f":"IF($D70=\"Full\",'Failure Persistence Storage'!EY70,0)","v":4.6222222222222218},{"$f":"IF($D70=\"Full\",'Failure Persistence Storage'!EZ70,0)","v":23158.869847151462},{"$f":"IF($D70=\"Full\",'Failure Persistence Storage'!FC70,0)","v":4.7111111111111112},{"$f":"IF($D70=\"Full\",'Failure Persistence Storage'!FD70,0)","v":24606.299212598427},{"$f":"IF($D70=\"Full\",'Failure Persistence Storage'!FG70,0)","v":4.8000000000000007},{"$f":"IF($D70=\"Full\",'Failure Persistence Storage'!FH70,0)","v":26246.719160104989},{"$f":"IF($D70=\"Full\",'Failure Persistence Storage'!FK70,0)","v":4.8888888888888893},{"$f":"IF($D70=\"Full\",'Failure Persistence Storage'!FL70,0)","v":28121.484814398202},{"$f":"IF($D70=\"Full\",'Failure Persistence Storage'!FO70,0)","v":4.9777777777777779},{"$f":"IF($D70=\"Full\",'Failure Persistence Storage'!FP70,0)","v":30284.675953967293},{"$f":"IF($D70=\"Full\",'Failure Persistence Storage'!FS70,0)","v":5.0666666666666664},{"$f":"IF($D70=\"Full\",'Failure Persistence Storage'!FT70,0)","v":32808.398950131232},{"$f":"IF($D70=\"Full\",'Failure Persistence Storage'!FW70,0)","v":5.1555555555555559},{"$f":"IF($D70=\"Full\",'Failure Persistence Storage'!FX70,0)","v":35790.980672870435},{"$f":"IF($D70=\"Full\",'Failure Persistence Storage'!GA70,0)","v":5.2444444444444445},{"$f":"IF($D70=\"Full\",'Failure Persistence Storage'!GB70,0)","v":39370.078740157485},{"$f":"IF($D70=\"Full\",'Failure Persistence Storage'!GE70,0)","v":5.3333333333333339},{"$f":"IF($D70=\"Full\",'Failure Persistence Storage'!GF70,0)","v":43744.531933508319},{"$f":"IF($D70=\"Full\",'Failure Persistence Storage'!GI70,0)","v":5.4222222222222225},{"$f":"IF($D70=\"Full\",'Failure Persistence Storage'!GJ70,0)","v":49212.598425196855},{"$f":"IF($D70=\"Full\",'Failure Persistence Storage'!GM70,0)","v":5.5111111111111111},{"$f":"IF($D70=\"Full\",'Failure Persistence Storage'!GN70,0)","v":56242.969628796403},{"$f":"IF($D70=\"Full\",'Failure Persistence Storage'!GQ70,0)","v":5.6},{"$f":"IF($D70=\"Full\",'Failure Persistence Storage'!GR70,0)","v":65616.797900262463},{"$f":"IF($D70=\"Full\",'Failure Persistence Storage'!GU70,0)","v":5.6888888888888891},{"$f":"IF($D70=\"Full\",'Failure Persistence Storage'!GV70,0)","v":78740.157480314971},{"$f":"IF($D70=\"Full\",'Failure Persistence Storage'!GY70,0)","v":5.7777777777777786},{"$f":"IF($D70=\"Full\",'Failure Persistence Storage'!GZ70,0)","v":98425.19685039371},{"$f":"IF($D70=\"Full\",'Failure Persistence Storage'!HC70,0)","v":5.8666666666666671},{"$f":"IF($D70=\"Full\",'Failure Persistence Storage'!HD70,0)","v":131233.59580052493},{"$f":"IF($D70=\"Full\",'Failure Persistence Storage'!HG70,0)","v":5.9555555555555557},{"$f":"IF($D70=\"Full\",'Failure Persistence Storage'!HH70,0)","v":196850.39370078742},{"$f":"IF($D70=\"Full\",'Failure Persistence Storage'!HK70,0)","v":6.0444444444444443},{"$f":"IF($D70=\"Full\",'Failure Persistence Storage'!HL70,0)","v":393700.78740157484},{"$f":"IF($D70=\"Full\",'Failure Persistence Storage'!HO70,0)","v":6.1333333333333329}]
[null,"Swichboard bus","Power","Full",null,null,null,null,8.0199999999999998E-4,8,27,46,null,null,null,null,null,null,null,null,null,null,null,null,null,null,null,1272.3293806300574,7.8596000000000004E-4,2.5150720000000006E-3,3.2,1298.836242726517,7.6992E-4,4.9274880000000007E-3,6.4,1326.4710564015495,7.5387999999999985E-4,6.3493448888888885E-3,8.4222222222222225,1355.3073837146264,7.3784000000000002E-4,6.837317333333333E-3,9.2666666666666657,1385.4253255749516,7.2179999999999998E-4,7.2981999999999995E-3,10.111111111111111,1416.912264792564,7.0576000000000005E-4,7.7319928888888896E-3,10.955555555555556,1449.863712810996,6.8971999999999989E-4,8.1386959999999991E-3,11.8,1484.3842774017339,6.7367999999999996E-4,8.5183093333333331E-3,12.644444444444446,1520.5887719725076,6.5764000000000003E-4,8.8708328888888899E-3,13.488888888888889,1558.6034912718205,6.4159999999999998E-4,9.1962666666666661E-3,14.333333333333334,1598.5676833557131,6.2556000000000005E-4,9.4946106666666669E-3,15.177777777777777,1640.6352539703373,6.0952000000000001E-4,9.7658648888888887E-3,16.022222222222222,1684.9767473208872,5.9347999999999996E-4,1.0010029333333332E-2,16.866666666666667,1731.7816569686897,5.7743999999999992E-4,1.0227103999999997E-2,17.711111111111109,1781.2611328820806,5.6139999999999998E-4,1.0417088888888889E-2,18.555555555555557,1833.6511662021414,5.4536000000000005E-4,1.0579984000000001E-2,19.399999999999999,1889.216353056752,5.2932000000000001E-4,1.0715789333333333E-2,20.244444444444444,1948.2543640897757,5.1327999999999996E-4,1.0824504888888888E-2,21.088888888888889,2011.1012790604138,4.9723999999999992E-4,1.0906130666666665E-2,21.933333333333334,2078.1379883624272,4.8119999999999999E-4,1.0960666666666667E-2,22.777777777777779,2149.7979189956145,4.6516E-4,1.0988112888888887E-2,23.62222222222222,2226.5764161026004,4.4912000000000006E-4,1.0988469333333334E-2,24.466666666666665,2309.042209291586,4.3307999999999997E-4,1.0961735999999998E-2,25.311111111111106,2397.8515250335699,4.1703999999999998E-4,1.0907912888888888E-2,26.155555555555555,2493.7655860349128,4.0099999999999999E-4,1.0827E-2,27,2597.6724854530339,3.8496E-4,1.0718997333333334E-2,27.844444444444445,2710.6147674292529,3.6892000000000001E-4,1.0583904888888889E-2,28.68888888888889,2833.8245295851279,3.5288000000000002E-4,1.0421722666666668E-2,29.533333333333335,2968.7685548034679,3.3683999999999998E-4,1.0232450666666665E-2,30.377777777777776,3117.2069825436411,3.2079999999999999E-4,1.0016088888888889E-2,31.222222222222225,3281.2705079406746,3.0476E-4,9.7726373333333321E-3,32.066666666666663,3463.5633139373795,2.8871999999999996E-4,9.5020959999999981E-3,32.911111111111111,3667.3023324042829,2.7268000000000003E-4,9.2044648888888921E-3,33.75555555555556,3896.5087281795513,2.5663999999999998E-4,8.8797440000000002E-3,34.6,4156.2759767248544,2.4059999999999999E-4,8.5279333333333329E-3,35.444444444444443,4453.1528322052009,2.2456000000000003E-4,8.1490328888888901E-3,36.288888888888891,4795.7030500671399,2.0851999999999999E-4,7.7430426666666666E-3,37.133333333333333,5195.3449709060678,1.9248E-4,7.3099626666666669E-3,37.977777777777774,5667.6490591702559,1.7644000000000001E-4,6.8497928888888891E-3,38.822222222222223,6234.4139650872821,1.604E-4,6.3625333333333341E-3,39.666666666666671,6927.1266278747589,1.4435999999999998E-4,5.8481839999999993E-3,40.511111111111113,7793.0174563591027,1.2831999999999999E-4,5.3067448888888882E-3,41.355555555555554,8906.3056644104017,1.1228000000000002E-4,4.7382160000000008E-3,42.2,10390.689941812136,9.624E-5,4.1425973333333336E-3,43.044444444444444,12468.827930174564,8.0199999999999998E-5,3.5198888888888884E-3,43.888888888888886,15586.034912718205,6.4159999999999996E-5,2.8700906666666664E-3,44.733333333333334,20781.379883624271,4.812E-5,2.1932026666666667E-3,45.577777777777776,31172.069825436411,3.2079999999999998E-5,1.4892248888888889E-3,46.422222222222224,62344.139650872821,1.6039999999999999E-5,7.5815733333333324E-4,47.266666666666666,null,{"$f":"IF($D71=\"Full\",'Failure Persistence Storage'!AB71,0)","v":1272.3293806300574},{"$f":"IF($D71=\"Full\",'Failure Persistence Storage'!AE71,0)","v":3.2},{"$f":"IF($D71=\"Full\",'Failure Persistence Storage'!AF71,0)","v":1298.836242726517},{"$f":"IF($D71=\"Full\",'Failure Persistence Storage'!AI71,0)","v":6.4},{"$f":"IF($D71=\"Full\",'Failure Persistence Storage'!AJ71,0)","v":1326.4710564015495},{"$f":"IF($D71=\"Full\",'Failure Persistence Storage'!AM71,0)","v":8.4222222222222225},{"$f":"IF($D71=\"Full\",'Failure Persistence Storage'!AN71,0)","v":1355.3073837146264},{"$f":"IF($D71=\"Full\",'Failure Persistence Storage'!AQ71,0)","v":9.2666666666666657},{"$f":"IF($D71=\"Full\",'Failure Persistence Storage'!AR71,0)","v":1385.4253255749516},{"$f":"IF($D71=\"Full\",'Failure Persistence Storage'!AU71,0)","v":10.111111111111111},{"$f":"IF($D71=\"Full\",'Failure Persistence Storage'!AV71,0)","v":1416.912264792564},{"$f":"IF($D71=\"Full\",'Failure Persistence Storage'!AY71,0)","v":10.955555555555556},{"$f":"IF($D71=\"Full\",'Failure Persistence Storage'!AZ71,0)","v":1449.863712810996},{"$f":"IF($D71=\"Full\",'Failure Persistence Storage'!BC71,0)","v":11.8},{"$f":"IF($D71=\"Full\",'Failure Persistence Storage'!BD71,0)","v":1484.3842774017339},{"$f":"IF($D71=\"Full\",'Failure Persistence Storage'!BG71,0)","v":12.644444444444446},{"$f":"IF($D71=\"Full\",'Failure Persistence Storage'!BH71,0)","v":1520.5887719725076},{"$f":"IF($D71=\"Full\",'Failure Persistence Storage'!BK71,0)","v":13.488888888888889},{"$f":"IF($D71=\"Full\",'Failure Persistence Storage'!BL71,0)","v":1558.6034912718205},{"$f":"IF($D71=\"Full\",'Failure Persistence Storage'!BO71,0)","v":14.333333333333334},{"$f":"IF($D71=\"Full\",'Failure Persistence Storage'!BP71,0)","v":1598.5676833557131},{"$f":"IF($D71=\"Full\",'Failure Persistence Storage'!BS71,0)","v":15.177777777777777},{"$f":"IF($D71=\"Full\",'Failure Persistence Storage'!BT71,0)","v":1640.6352539703373},{"$f":"IF($D71=\"Full\",'Failure Persistence Storage'!BW71,0)","v":16.022222222222222},{"$f":"IF($D71=\"Full\",'Failure Persistence Storage'!BX71,0)","v":1684.9767473208872},{"$f":"IF($D71=\"Full\",'Failure Persistence Storage'!CA71,0)","v":16.866666666666667},{"$f":"IF($D71=\"Full\",'Failure Persistence Storage'!CB71,0)","v":1731.7816569686897},{"$f":"IF($D71=\"Full\",'Failure Persistence Storage'!CE71,0)","v":17.711111111111109},{"$f":"IF($D71=\"Full\",'Failure Persistence Storage'!CF71,0)","v":1781.2611328820806},{"$f":"IF($D71=\"Full\",'Failure Persistence Storage'!CI71,0)","v":18.555555555555557},{"$f":"IF($D71=\"Full\",'Failure Persistence Storage'!CJ71,0)","v":1833.6511662021414},{"$f":"IF($D71=\"Full\",'Failure Persistence Storage'!CM71,0)","v":19.399999999999999},{"$f":"IF($D71=\"Full\",'Failure Persistence Storage'!CN71,0)","v":1889.216353056752},{"$f":"IF($D71=\"Full\",'Failure Persistence Storage'!CQ71,0)","v":20.244444444444444},{"$f":"IF($D71=\"Full\",'Failure Persistence Storage'!CR71,0)","v":1948.2543640897757},{"$f":"IF($D71=\"Full\",'Failure Persistence Storage'!CU71,0)","v":21.088888888888889},{"$f":"IF($D71=\"Full\",'Failure Persistence Storage'!CV71,0)","v":2011.1012790604138},{"$f":"IF($D71=\"Full\",'Failure Persistence Storage'!CY71,0)","v":21.933333333333334},{"$f":"IF($D71=\"Full\",'Failure Persistence Storage'!CZ71,0)","v":2078.1379883624272},{"$f":"IF($D71=\"Full\",'Failure Persistence Storage'!DC71,0)","v":22.777777777777779},{"$f":"IF($D71=\"Full\",'Failure Persistence Storage'!DD71,0)","v":2149.7979189956145},{"$f":"IF($D71=\"Full\",'Failure Persistence Storage'!DG71,0)","v":23.62222222222222},{"$f":"IF($D71=\"Full\",'Failure Persistence Storage'!DH71,0)","v":2226.5764161026004},{"$f":"IF($D71=\"Full\",'Failure Persistence Storage'!DK71,0)","v":24.466666666666665},{"$f":"IF($D71=\"Full\",'Failure Persistence Storage'!DL71,0)","v":2309.042209291586},{"$f":"IF($D71=\"Full\",'Failure Persistence Storage'!DO71,0)","v":25.311111111111106},{"$f":"IF($D71=\"Full\",'Failure Persistence Storage'!DP71,0)","v":2397.8515250335699},{"$f":"IF($D71=\"Full\",'Failure Persistence Storage'!DS71,0)","v":26.155555555555555},{"$f":"IF($D71=\"Full\",'Failure Persistence Storage'!DT71,0)","v":2493.7655860349128},{"$f":"IF($D71=\"Full\",'Failure Persistence Storage'!DW71,0)","v":27},{"$f":"IF($D71=\"Full\",'Failure Persistence Storage'!DX71,0)","v":2597.6724854530339},{"$f":"IF($D71=\"Full\",'Failure Persistence Storage'!EA71,0)","v":27.844444444444445},{"$f":"IF($D71=\"Full\",'Failure Persistence Storage'!EB71,0)","v":2710.6147674292529},{"$f":"IF($D71=\"Full\",'Failure Persistence Storage'!EE71,0)","v":28.68888888888889},{"$f":"IF($D71=\"Full\",'Failure Persistence Storage'!EF71,0)","v":2833.8245295851279},{"$f":"IF($D71=\"Full\",'Failure Persistence Storage'!EI71,0)","v":29.533333333333335},{"$f":"IF($D71=\"Full\",'Failure Persistence Storage'!EJ71,0)","v":2968.7685548034679},{"$f":"IF($D71=\"Full\",'Failure Persistence Storage'!EM71,0)","v":30.377777777777776},{"$f":"IF($D71=\"Full\",'Failure Persistence Storage'!EN71,0)","v":3117.2069825436411},{"$f":"IF($D71=\"Full\",'Failure Persistence Storage'!EQ71,0)","v":31.222222222222225},{"$f":"IF($D71=\"Full\",'Failure Persistence Storage'!ER71,0)","v":3281.2705079406746},{"$f":"IF($D71=\"Full\",'Failure Persistence Storage'!EU71,0)","v":32.066666666666663},{"$f":"IF($D71=\"Full\",'Failure Persistence Storage'!EV71,0)","v":3463.5633139373795},{"$f":"IF($D71=\"Full\",'Failure Persistence Storage'!EY71,0)","v":32.911111111111111},{"$f":"IF($D71=\"Full\",'Failure Persistence Storage'!EZ71,0)","v":3667.3023324042829},{"$f":"IF($D71=\"Full\",'Failure Persistence Storage'!FC71,0)","v":33.75555555555556},{"$f":"IF($D71=\"Full\",'Failure Persistence Storage'!FD71,0)","v":3896.5087281795513},{"$f":"IF($D71=\"Full\",'Failure Persistence Storage'!FG71,0)","v":34.6},{"$f":"IF($D71=\"Full\",'Failure Persistence Storage'!FH71,0)","v":4156.2759767248544},{"$f":"IF($D71=\"Full\",'Failure Persistence Storage'!FK71,0)","v":35.444444444444443},{"$f":"IF($D71=\"Full\",'Failure Persistence Storage'!FL71,0)","v":4453.1528322052009},{"$f":"IF($D71=\"Full\",'Failure Persistence Storage'!FO71,0)","v":36.288888888888891},{"$f":"IF($D71=\"Full\",'Failure Persistence Storage'!FP71,0)","v":4795.7030500671399},{"$f":"IF($D71=\"Full\",'Failure Persistence Storage'!FS71,0)","v":37.133333333333333},{"$f":"IF($D71=\"Full\",'Failure Persistence Storage'!FT71,0)","v":5195.3449709060678},{"$f":"IF($D71=\"Full\",'Failure Persistence Storage'!FW71,0)","v":37.977777777777774},{"$f":"IF($D71=\"Full\",'Failure Persistence Storage'!FX71,0)","v":5667.6490591702559},{"$f":"IF($D71=\"Full\",'Failure Persistence Storage'!GA71,0)","v":38.822222222222223},{"$f":"IF($D71=\"Full\",'Failure Persistence Storage'!GB71,0)","v":6234.4139650872821},{"$f":"IF($D71=\"Full\",'Failure Persistence Storage'!GE71,0)","v":39.666666666666671},{"$f":"IF($D71=\"Full\",'Failure Persistence Storage'!GF71,0)","v":6927.1266278747589},{"$f":"IF($D71=\"Full\",'Failure Persistence Storage'!GI71,0)","v":40.511111111111113},{"$f":"IF($D71=\"Full\",'Failure Persistence Storage'!GJ71,0)","v":7793.0174563591027},{"$f":"IF($D71=\"Full\",'Failure Persistence Storage'!GM71,0)","v":41.355555555555554},{"$f":"IF($D71=\"Full\",'Failure Persistence Storage'!GN71,0)","v":8906.3056644104017},{"$f":"IF($D71=\"Full\",'Failure Persistence Storage'!GQ71,0)","v":42.2},{"$f":"IF($D71=\"Full\",'Failure Persistence Storage'!GR71,0)","v":10390.689941812136},{"$f":"IF($D71=\"Full\",'Failure Persistence Storage'!GU71,0)","v":43.044444444444444},{"$f":"IF($D71=\"Full\",'Failure Persistence Storage'!GV71,0)","v":12468.827930174564},{"$f":"IF($D71=\"Full\",'Failure Persistence Storage'!GY71,0)","v":43.888888888888886},{"$f":"IF($D71=\"Full\",'Failure Persistence Storage'!GZ71,0)","v":15586.034912718205},{"$f":"IF($D71=\"Full\",'Failure Persistence Storage'!HC71,0)","v":44.733333333333334},{"$f":"IF($D71=\"Full\",'Failure Persistence Storage'!HD71,0)","v":20781.379883624271},{"$f":"IF($D71=\"Full\",'Failure Persistence Storage'!HG71,0)","v":45.577777777777776},{"$f":"IF($D71=\"Full\",'Failure Persistence Storage'!HH71,0)","v":31172.069825436411},{"$f":"IF($D71=\"Full\",'Failure Persistence Storage'!HK71,0)","v":46.422222222222224},{"$f":"IF($D71=\"Full\",'Failure Persistence Storage'!HL71,0)","v":62344.139650872821},{"$f":"IF($D71=\"Full\",'Failure Persistence Storage'!HO71,0)","v":47.266666666666666}]
[null,"PLC/Telemetry control","Power","Full",null,null,null,null,8.2000000000000007E-3,3,6,9,null,null,null,null,null,null,null,null,null,null,null,null,null,null,null,124.44001991040317,8.0360000000000015E-3,9.6432000000000011E-3,1.2,127.03252032520324,7.8720000000000005E-3,1.8892800000000001E-2,2.4,129.73533990659055,7.7080000000000004E-3,2.363786666666667E-2,3.0666666666666669,132.55567338282077,7.5440000000000004E-3,2.4140800000000004E-2,3.2,135.50135501355012,7.3800000000000003E-3,2.4600000000000004E-2,3.3333333333333335,138.58093126385808,7.2160000000000011E-3,2.501546666666667E-2,3.4666666666666668,141.80374361883153,7.0520000000000001E-3,2.5387200000000002E-2,3.6,145.18002322880369,6.8880000000000009E-3,2.5715200000000004E-2,3.7333333333333334,148.72099940511598,6.7240000000000008E-3,2.5999466666666672E-2,3.8666666666666667,152.4390243902439,6.5599999999999999E-3,2.6239999999999999E-2,4,156.34771732332706,6.3960000000000006E-3,2.64368E-2,4.1333333333333329,160.46213093709883,6.2320000000000006E-3,2.6589866666666667E-2,4.2666666666666666,164.79894528675015,6.0680000000000005E-3,2.6699200000000003E-2,4.4000000000000004,169.37669376693765,5.9040000000000004E-3,2.6764800000000002E-2,4.5333333333333332,174.21602787456445,5.7400000000000003E-3,2.678666666666667E-2,4.666666666666667,179.34002869440457,5.5760000000000011E-3,2.6764800000000002E-2,4.8,184.77457501847746,5.4120000000000001E-3,2.6699199999999999E-2,4.9333333333333336,190.54878048780486,5.2480000000000001E-3,2.6589866666666667E-2,5.0666666666666664,196.69551534225016,5.0840000000000008E-3,2.6436800000000007E-2,5.2,203.25203252032517,4.9200000000000008E-3,2.6240000000000006E-2,5.3333333333333339,210.26072329688816,4.7559999999999998E-3,2.5999466666666665E-2,5.4666666666666668,217.77003484320554,4.5920000000000006E-3,2.5715200000000004E-2,5.6,225.83559168925021,4.4280000000000005E-3,2.5387200000000002E-2,5.7333333333333334,234.52157598499059,4.2640000000000004E-3,2.5015466666666673E-2,5.8666666666666671,243.90243902439022,4.1000000000000003E-3,2.4600000000000004E-2,6,254.06504065040647,3.9360000000000003E-3,2.41408E-2,6.1333333333333329,265.11134676564154,3.7720000000000002E-3,2.363786666666667E-2,6.2666666666666666,277.16186252771615,3.6080000000000005E-3,2.3091200000000003E-2,6.4,290.36004645760738,3.4440000000000004E-3,2.2500800000000005E-2,6.5333333333333332,304.8780487804878,3.2799999999999999E-3,2.1866666666666666E-2,6.6666666666666661,320.92426187419767,3.1160000000000003E-3,2.1188800000000001E-2,6.8,338.7533875338753,2.9520000000000002E-3,2.0467200000000005E-2,6.9333333333333345,358.68005738880913,2.7880000000000005E-3,1.9701866666666668E-2,7.0666666666666664,381.09756097560972,2.624E-3,1.8892800000000001E-2,7.2,406.50406504065035,2.4600000000000004E-3,1.804E-2,7.3333333333333321,435.54006968641107,2.2960000000000003E-3,1.7143466666666669E-2,7.4666666666666668,469.04315196998118,2.1320000000000002E-3,1.6203200000000001E-2,7.6,508.13008130081295,1.9680000000000001E-3,1.5219200000000002E-2,7.7333333333333334,554.32372505543231,1.8040000000000003E-3,1.4191466666666668E-2,7.8666666666666663,609.7560975609756,1.64E-3,1.312E-2,8,677.5067750677506,1.4760000000000001E-3,1.2004800000000001E-2,8.1333333333333329,762.19512195121945,1.312E-3,1.0845866666666667E-2,8.2666666666666657,871.08013937282215,1.1480000000000001E-3,9.6432000000000028E-3,8.4,1016.2601626016259,9.8400000000000007E-4,8.3968000000000011E-3,8.5333333333333332,1219.5121951219512,8.1999999999999998E-4,7.1066666666666674E-3,8.6666666666666679,1524.3902439024389,6.5600000000000001E-4,5.7728000000000007E-3,8.8000000000000007,2032.5203252032518,4.9200000000000003E-4,4.395200000000001E-3,8.9333333333333336,3048.7804878048778,3.28E-4,2.9738666666666667E-3,9.0666666666666664,6097.5609756097556,1.64E-4,1.5088E-3,9.1999999999999993,null,{"$f":"IF($D72=\"Full\",'Failure Persistence Storage'!AB72,0)","v":124.44001991040317},{"$f":"IF($D72=\"Full\",'Failure Persistence Storage'!AE72,0)","v":1.2},{"$f":"IF($D72=\"Full\",'Failure Persistence Storage'!AF72,0)","v":127.03252032520324},{"$f":"IF($D72=\"Full\",'Failure Persistence Storage'!AI72,0)","v":2.4},{"$f":"IF($D72=\"Full\",'Failure Persistence Storage'!AJ72,0)","v":129.73533990659055},{"$f":"IF($D72=\"Full\",'Failure Persistence Storage'!AM72,0)","v":3.0666666666666669},{"$f":"IF($D72=\"Full\",'Failure Persistence Storage'!AN72,0)","v":132.55567338282077},{"$f":"IF($D72=\"Full\",'Failure Persistence Storage'!AQ72,0)","v":3.2},{"$f":"IF($D72=\"Full\",'Failure Persistence Storage'!AR72,0)","v":135.50135501355012},{"$f":"IF($D72=\"Full\",'Failure Persistence Storage'!AU72,0)","v":3.3333333333333335},{"$f":"IF($D72=\"Full\",'Failure Persistence Storage'!AV72,0)","v":138.58093126385808},{"$f":"IF($D72=\"Full\",'Failure Persistence Storage'!AY72,0)","v":3.4666666666666668},{"$f":"IF($D72=\"Full\",'Failure Persistence Storage'!AZ72,0)","v":141.80374361883153},{"$f":"IF($D72=\"Full\",'Failure Persistence Storage'!BC72,0)","v":3.6},{"$f":"IF($D72=\"Full\",'Failure Persistence Storage'!BD72,0)","v":145.18002322880369},{"$f":"IF($D72=\"Full\",'Failure Persistence Storage'!BG72,0)","v":3.7333333333333334},{"$f":"IF($D72=\"Full\",'Failure Persistence Storage'!BH72,0)","v":148.72099940511598},{"$f":"IF($D72=\"Full\",'Failure Persistence Storage'!BK72,0)","v":3.8666666666666667},{"$f":"IF($D72=\"Full\",'Failure Persistence Storage'!BL72,0)","v":152.4390243902439},{"$f":"IF($D72=\"Full\",'Failure Persistence Storage'!BO72,0)","v":4},{"$f":"IF($D72=\"Full\",'Failure Persistence Storage'!BP72,0)","v":156.34771732332706},{"$f":"IF($D72=\"Full\",'Failure Persistence Storage'!BS72,0)","v":4.1333333333333329},{"$f":"IF($D72=\"Full\",'Failure Persistence Storage'!BT72,0)","v":160.46213093709883},{"$f":"IF($D72=\"Full\",'Failure Persistence Storage'!BW72,0)","v":4.2666666666666666},{"$f":"IF($D72=\"Full\",'Failure Persistence Storage'!BX72,0)","v":164.79894528675015},{"$f":"IF($D72=\"Full\",'Failure Persistence Storage'!CA72,0)","v":4.4000000000000004},{"$f":"IF($D72=\"Full\",'Failure Persistence Storage'!CB72,0)","v":169.37669376693765},{"$f":"IF($D72=\"Full\",'Failure Persistence Storage'!CE72,0)","v":4.5333333333333332},{"$f":"IF($D72=\"Full\",'Failure Persistence Storage'!CF72,0)","v":174.21602787456445},{"$f":"IF($D72=\"Full\",'Failure Persistence Storage'!CI72,0)","v":4.666666666666667},{"$f":"IF($D72=\"Full\",'Failure Persistence Storage'!CJ72,0)","v":179.34002869440457},{"$f":"IF($D72=\"Full\",'Failure Persistence Storage'!CM72,0)","v":4.8},{"$f":"IF($D72=\"Full\",'Failure Persistence Storage'!CN72,0)","v":184.77457501847746},{"$f":"IF($D72=\"Full\",'Failure Persistence Storage'!CQ72,0)","v":4.9333333333333336},{"$f":"IF($D72=\"Full\",'Failure Persistence Storage'!CR72,0)","v":190.54878048780486},{"$f":"IF($D72=\"Full\",'Failure Persistence Storage'!CU72,0)","v":5.0666666666666664},{"$f":"IF($D72=\"Full\",'Failure Persistence Storage'!CV72,0)","v":196.69551534225016},{"$f":"IF($D72=\"Full\",'Failure Persistence Storage'!CY72,0)","v":5.2},{"$f":"IF($D72=\"Full\",'Failure Persistence Storage'!CZ72,0)","v":203.25203252032517},{"$f":"IF($D72=\"Full\",'Failure Persistence Storage'!DC72,0)","v":5.3333333333333339},{"$f":"IF($D72=\"Full\",'Failure Persistence Storage'!DD72,0)","v":210.26072329688816},{"$f":"IF($D72=\"Full\",'Failure Persistence Storage'!DG72,0)","v":5.4666666666666668},{"$f":"IF($D72=\"Full\",'Failure Persistence Storage'!DH72,0)","v":217.77003484320554},{"$f":"IF($D72=\"Full\",'Failure Persistence Storage'!DK72,0)","v":5.6},{"$f":"IF($D72=\"Full\",'Failure Persistence Storage'!DL72,0)","v":225.83559168925021},{"$f":"IF($D72=\"Full\",'Failure Persistence Storage'!DO72,0)","v":5.7333333333333334},{"$f":"IF($D72=\"Full\",'Failure Persistence Storage'!DP72,0)","v":234.52157598499059},{"$f":"IF($D72=\"Full\",'Failure Persistence Storage'!DS72,0)","v":5.8666666666666671},{"$f":"IF($D72=\"Full\",'Failure Persistence Storage'!DT72,0)","v":243.90243902439022},{"$f":"IF($D72=\"Full\",'Failure Persistence Storage'!DW72,0)","v":6},{"$f":"IF($D72=\"Full\",'Failure Persistence Storage'!DX72,0)","v":254.06504065040647},{"$f":"IF($D72=\"Full\",'Failure Persistence Storage'!EA72,0)","v":6.1333333333333329},{"$f":"IF($D72=\"Full\",'Failure Persistence Storage'!EB72,0)","v":265.11134676564154},{"$f":"IF($D72=\"Full\",'Failure Persistence Storage'!EE72,0)","v":6.2666666666666666},{"$f":"IF($D72=\"Full\",'Failure Persistence Storage'!EF72,0)","v":277.16186252771615},{"$f":"IF($D72=\"Full\",'Failure Persistence Storage'!EI72,0)","v":6.4},{"$f":"IF($D72=\"Full\",'Failure Persistence Storage'!EJ72,0)","v":290.36004645760738},{"$f":"IF($D72=\"Full\",'Failure Persistence Storage'!EM72,0)","v":6.5333333333333332},{"$f":"IF($D72=\"Full\",'Failure Persistence Storage'!EN72,0)","v":304.8780487804878},{"$f":"IF($D72=\"Full\",'Failure Persistence Storage'!EQ72,0)","v":6.6666666666666661},{"$f":"IF($D72=\"Full\",'Failure Persistence Storage'!ER72,0)","v":320.92426187419767},{"$f":"IF($D72=\"Full\",'Failure Persistence Storage'!EU72,0)","v":6.8},{"$f":"IF($D72=\"Full\",'Failure Persistence Storage'!EV72,0)","v":338.7533875338753},{"$f":"IF($D72=\"Full\",'Failure Persistence Storage'!EY72,0)","v":6.9333333333333345},{"$f":"IF($D72=\"Full\",'Failure Persistence Storage'!EZ72,0)","v":358.68005738880913},{"$f":"IF($D72=\"Full\",'Failure Persistence Storage'!FC72,0)","v":7.0666666666666664},{"$f":"IF($D72=\"Full\",'Failure Persistence Storage'!FD72,0)","v":381.09756097560972},{"$f":"IF($D72=\"Full\",'Failure Persistence Storage'!FG72,0)","v":7.2},{"$f":"IF($D72=\"Full\",'Failure Persistence Storage'!FH72,0)","v":406.50406504065035},{"$f":"IF($D72=\"Full\",'Failure Persistence Storage'!FK72,0)","v":7.3333333333333321},{"$f":"IF($D72=\"Full\",'Failure Persistence Storage'!FL72,0)","v":435.54006968641107},{"$f":"IF($D72=\"Full\",'Failure Persistence Storage'!FO72,0)","v":7.4666666666666668},{"$f":"IF($D72=\"Full\",'Failure Persistence Storage'!FP72,0)","v":469.04315196998118},{"$f":"IF($D72=\"Full\",'Failure Persistence Storage'!FS72,0)","v":7.6},{"$f":"IF($D72=\"Full\",'Failure Persistence Storage'!FT72,0)","v":508.13008130081295},{"$f":"IF($D72=\"Full\",'Failure Persistence Storage'!FW72,0)","v":7.7333333333333334},{"$f":"IF($D72=\"Full\",'Failure Persistence Storage'!FX72,0)","v":554.32372505543231},{"$f":"IF($D72=\"Full\",'Failure Persistence Storage'!GA72,0)","v":7.8666666666666663},{"$f":"IF($D72=\"Full\",'Failure Persistence Storage'!GB72,0)","v":609.7560975609756},{"$f":"IF($D72=\"Full\",'Failure Persistence Storage'!GE72,0)","v":8},{"$f":"IF($D72=\"Full\",'Failure Persistence Storage'!GF72,0)","v":677.5067750677506},{"$f":"IF($D72=\"Full\",'Failure Persistence Storage'!GI72,0)","v":8.1333333333333329},{"$f":"IF($D72=\"Full\",'Failure Persistence Storage'!GJ72,0)","v":762.19512195121945},{"$f":"IF($D72=\"Full\",'Failure Persistence Storage'!GM72,0)","v":8.2666666666666657},{"$f":"IF($D72=\"Full\",'Failure Persistence Storage'!GN72,0)","v":871.08013937282215},{"$f":"IF($D72=\"Full\",'Failure Persistence Storage'!GQ72,0)","v":8.4},{"$f":"IF($D72=\"Full\",'Failure Persistence Storage'!GR72,0)","v":1016.2601626016259},{"$f":"IF($D72=\"Full\",'Failure Persistence Storage'!GU72,0)","v":8.5333333333333332},{"$f":"IF($D72=\"Full\",'Failure Persistence Storage'!GV72,0)","v":1219.5121951219512},{"$f":"IF($D72=\"Full\",'Failure Persistence Storage'!GY72,0)","v":8.6666666666666679},{"$f":"IF($D72=\"Full\",'Failure Persistence Storage'!GZ72,0)","v":1524.3902439024389},{"$f":"IF($D72=\"Full\",'Failure Persistence Storage'!HC72,0)","v":8.8000000000000007},{"$f":"IF($D72=\"Full\",'Failure Persistence Storage'!HD72,0)","v":2032.5203252032518},{"$f":"IF($D72=\"Full\",'Failure Persistence Storage'!HG72,0)","v":8.9333333333333336},{"$f":"IF($D72=\"Full\",'Failure Persistence Storage'!HH72,0)","v":3048.7804878048778},{"$f":"IF($D72=\"Full\",'Failure Persistence Storage'!HK72,0)","v":9.0666666666666664},{"$f":"IF($D72=\"Full\",'Failure Persistence Storage'!HL72,0)","v":6097.5609756097556},{"$f":"IF($D72=\"Full\",'Failure Persistence Storage'!HO72,0)","v":9.1999999999999993}]
[null,null,null,null,null,null,null,null,null,null,null,null,null,null,null,null,null,null,null,null,null,null,null,null,null,null,null," "," "," "," "," "," "," "," "," "," "," "," "," "," "," "," "," "," "," "," "," "," "," "," "," "," "," "," "," "," "," "," "," "," "," "," "," "," "," "," "," "," "," "," "," "," "," "," "," "," "," "," "," "," "," "," "," "," "," "," "," "," "," "," "," "," "," "," "," "," "," "," "," "," "," "," "," "," "," "," "," "," "," "," "," "," "," "," "," "," "," "," "," "," "," "," "," "," "," "," "," "," "," "," "," "," "," "," "," "," "," "," "," "," "," "," "," "," "," "," "," "," "," "," "," "," "," "," "," "," "," "," "," "," "," "," "," "," "," "," "," "," "," "," "," "," "," "," "," "," "," "," "," "," "," "," "," "," "," "," "," "," "," "," "," "," "," "," "," "," "," "," "," "," "," "," "," "," "," "," "," "," "," "," "," "," "," "," "," "," "," "," "," "," "," "," ",null,{"$f":"IF($D73=\"Full\",'Failure Persistence Storage'!AB73,0)","v":0},{"$f":"IF($D73=\"Full\",'Failure Persistence Storage'!AE73,0)","v":0},{"$f":"IF($D73=\"Full\",'Failure Persistence Storage'!AF73,0)","v":0},{"$f":"IF($D73=\"Full\",'Failure Persistence Storage'!AI73,0)","v":0},{"$f":"IF($D73=\"Full\",'Failure Persistence Storage'!AJ73,0)","v":0},{"$f":"IF($D73=\"Full\",'Failure Persistence Storage'!AM73,0)","v":0},{"$f":"IF($D73=\"Full\",'Failure Persistence Storage'!AN73,0)","v":0},{"$f":"IF($D73=\"Full\",'Failure Persistence Storage'!AQ73,0)","v":0},{"$f":"IF($D73=\"Full\",'Failure Persistence Storage'!AR73,0)","v":0},{"$f":"IF($D73=\"Full\",'Failure Persistence Storage'!AU73,0)","v":0},{"$f":"IF($D73=\"Full\",'Failure Persistence Storage'!AV73,0)","v":0},{"$f":"IF($D73=\"Full\",'Failure Persistence Storage'!AY73,0)","v":0},{"$f":"IF($D73=\"Full\",'Failure Persistence Storage'!AZ73,0)","v":0},{"$f":"IF($D73=\"Full\",'Failure Persistence Storage'!BC73,0)","v":0},{"$f":"IF($D73=\"Full\",'Failure Persistence Storage'!BD73,0)","v":0},{"$f":"IF($D73=\"Full\",'Failure Persistence Storage'!BG73,0)","v":0},{"$f":"IF($D73=\"Full\",'Failure Persistence Storage'!BH73,0)","v":0},{"$f":"IF($D73=\"Full\",'Failure Persistence Storage'!BK73,0)","v":0},{"$f":"IF($D73=\"Full\",'Failure Persistence Storage'!BL73,0)","v":0},{"$f":"IF($D73=\"Full\",'Failure Persistence Storage'!BO73,0)","v":0},{"$f":"IF($D73=\"Full\",'Failure Persistence Storage'!BP73,0)","v":0},{"$f":"IF($D73=\"Full\",'Failure Persistence Storage'!BS73,0)","v":0},{"$f":"IF($D73=\"Full\",'Failure Persistence Storage'!BT73,0)","v":0},{"$f":"IF($D73=\"Full\",'Failure Persistence Storage'!BW73,0)","v":0},{"$f":"IF($D73=\"Full\",'Failure Persistence Storage'!BX73,0)","v":0},{"$f":"IF($D73=\"Full\",'Failure Persistence Storage'!CA73,0)","v":0},{"$f":"IF($D73=\"Full\",'Failure Persistence Storage'!CB73,0)","v":0},{"$f":"IF($D73=\"Full\",'Failure Persistence Storage'!CE73,0)","v":0},{"$f":"IF($D73=\"Full\",'Failure Persistence Storage'!CF73,0)","v":0},{"$f":"IF($D73=\"Full\",'Failure Persistence Storage'!CI73,0)","v":0},{"$f":"IF($D73=\"Full\",'Failure Persistence Storage'!CJ73,0)","v":0},{"$f":"IF($D73=\"Full\",'Failure Persistence Storage'!CM73,0)","v":0},{"$f":"IF($D73=\"Full\",'Failure Persistence Storage'!CN73,0)","v":0},{"$f":"IF($D73=\"Full\",'Failure Persistence Storage'!CQ73,0)","v":0},{"$f":"IF($D73=\"Full\",'Failure Persistence Storage'!CR73,0)","v":0},{"$f":"IF($D73=\"Full\",'Failure Persistence Storage'!CU73,0)","v":0},{"$f":"IF($D73=\"Full\",'Failure Persistence Storage'!CV73,0)","v":0},{"$f":"IF($D73=\"Full\",'Failure Persistence Storage'!CY73,0)","v":0},{"$f":"IF($D73=\"Full\",'Failure Persistence Storage'!CZ73,0)","v":0},{"$f":"IF($D73=\"Full\",'Failure Persistence Storage'!DC73,0)","v":0},{"$f":"IF($D73=\"Full\",'Failure Persistence Storage'!DD73,0)","v":0},{"$f":"IF($D73=\"Full\",'Failure Persistence Storage'!DG73,0)","v":0},{"$f":"IF($D73=\"Full\",'Failure Persistence Storage'!DH73,0)","v":0},{"$f":"IF($D73=\"Full\",'Failure Persistence Storage'!DK73,0)","v":0},{"$f":"IF($D73=\"Full\",'Failure Persistence Storage'!DL73,0)","v":0},{"$f":"IF($D73=\"Full\",'Failure Persistence Storage'!DO73,0)","v":0},{"$f":"IF($D73=\"Full\",'Failure Persistence Storage'!DP73,0)","v":0},{"$f":"IF($D73=\"Full\",'Failure Persistence Storage'!DS73,0)","v":0},{"$f":"IF($D73=\"Full\",'Failure Persistence Storage'!DT73,0)","v":0},{"$f":"IF($D73=\"Full\",'Failure Persistence Storage'!DW73,0)","v":0},{"$f":"IF($D73=\"Full\",'Failure Persistence Storage'!DX73,0)","v":0},{"$f":"IF($D73=\"Full\",'Failure Persistence Storage'!EA73,0)","v":0},{"$f":"IF($D73=\"Full\",'Failure Persistence Storage'!EB73,0)","v":0},{"$f":"IF($D73=\"Full\",'Failure Persistence Storage'!EE73,0)","v":0},{"$f":"IF($D73=\"Full\",'Failure Persistence Storage'!EF73,0)","v":0},{"$f":"IF($D73=\"Full\",'Failure Persistence Storage'!EI73,0)","v":0},{"$f":"IF($D73=\"Full\",'Failure Persistence Storage'!EJ73,0)","v":0},{"$f":"IF($D73=\"Full\",'Failure Persistence Storage'!EM73,0)","v":0},{"$f":"IF($D73=\"Full\",'Failure Persistence Storage'!EN73,0)","v":0},{"$f":"IF($D73=\"Full\",'Failure Persistence Storage'!EQ73,0)","v":0},{"$f":"IF($D73=\"Full\",'Failure Persistence Storage'!ER73,0)","v":0},{"$f":"IF($D73=\"Full\",'Failure Persistence Storage'!EU73,0)","v":0},{"$f":"IF($D73=\"Full\",'Failure Persistence Storage'!EV73,0)","v":0},{"$f":"IF($D73=\"Full\",'Failure Persistence Storage'!EY73,0)","v":0},{"$f":"IF($D73=\"Full\",'Failure Persistence Storage'!EZ73,0)","v":0},{"$f":"IF($D73=\"Full\",'Failure Persistence Storage'!FC73,0)","v":0},{"$f":"IF($D73=\"Full\",'Failure Persistence Storage'!FD73,0)","v":0},{"$f":"IF($D73=\"Full\",'Failure Persistence Storage'!FG73,0)","v":0},{"$f":"IF($D73=\"Full\",'Failure Persistence Storage'!FH73,0)","v":0},{"$f":"IF($D73=\"Full\",'Failure Persistence Storage'!FK73,0)","v":0},{"$f":"IF($D73=\"Full\",'Failure Persistence Storage'!FL73,0)","v":0},{"$f":"IF($D73=\"Full\",'Failure Persistence Storage'!FO73,0)","v":0},{"$f":"IF($D73=\"Full\",'Failure Persistence Storage'!FP73,0)","v":0},{"$f":"IF($D73=\"Full\",'Failure Persistence Storage'!FS73,0)","v":0},{"$f":"IF($D73=\"Full\",'Failure Persistence Storage'!FT73,0)","v":0},{"$f":"IF($D73=\"Full\",'Failure Persistence Storage'!FW73,0)","v":0},{"$f":"IF($D73=\"Full\",'Failure Persistence Storage'!FX73,0)","v":0},{"$f":"IF($D73=\"Full\",'Failure Persistence Storage'!GA73,0)","v":0},{"$f":"IF($D73=\"Full\",'Failure Persistence Storage'!GB73,0)","v":0},{"$f":"IF($D73=\"Full\",'Failure Persistence Storage'!GE73,0)","v":0},{"$f":"IF($D73=\"Full\",'Failure Persistence Storage'!GF73,0)","v":0},{"$f":"IF($D73=\"Full\",'Failure Persistence Storage'!GI73,0)","v":0},{"$f":"IF($D73=\"Full\",'Failure Persistence Storage'!GJ73,0)","v":0},{"$f":"IF($D73=\"Full\",'Failure Persistence Storage'!GM73,0)","v":0},{"$f":"IF($D73=\"Full\",'Failure Persistence Storage'!GN73,0)","v":0},{"$f":"IF($D73=\"Full\",'Failure Persistence Storage'!GQ73,0)","v":0},{"$f":"IF($D73=\"Full\",'Failure Persistence Storage'!GR73,0)","v":0},{"$f":"IF($D73=\"Full\",'Failure Persistence Storage'!GU73,0)","v":0},{"$f":"IF($D73=\"Full\",'Failure Persistence Storage'!GV73,0)","v":0},{"$f":"IF($D73=\"Full\",'Failure Persistence Storage'!GY73,0)","v":0},{"$f":"IF($D73=\"Full\",'Failure Persistence Storage'!GZ73,0)","v":0},{"$f":"IF($D73=\"Full\",'Failure Persistence Storage'!HC73,0)","v":0},{"$f":"IF($D73=\"Full\",'Failure Persistence Storage'!HD73,0)","v":0},{"$f":"IF($D73=\"Full\",'Failure Persistence Storage'!HG73,0)","v":0},{"$f":"IF($D73=\"Full\",'Failure Persistence Storage'!HH73,0)","v":0},{"$f":"IF($D73=\"Full\",'Failure Persistence Storage'!HK73,0)","v":0},{"$f":"IF($D73=\"Full\",'Failure Persistence Storage'!HL73,0)","v":0},{"$f":"IF($D73=\"Full\",'Failure Persistence Storage'!HO73,0)","v":0}]
[null,null,null,null,null,null,null,null,null,null,null,null,null,null,null,null,null,null,null,null,null,null,null,null,null,null,null," "," "," "," "," "," "," "," "," "," "," "," "," "," "," "," "," "," "," "," "," "," "," "," "," "," "," "," "," "," "," "," "," "," "," "," "," "," "," "," "," "," "," "," "," "," "," "," "," "," "," "," "," "," "," "," "," "," "," "," "," "," "," "," "," "," "," "," "," "," "," "," "," "," "," "," "," "," "," "," "," "," "," "," "," "," "," "," "," "," "," "," "," "," "," "," "," "," "," "," "," "," "," "," "," "," "," "," "," "," "," "," "," "," "," "," "," "," "," "," "," "," "," "," "," "," "," "," "," "," "," "," "," "," "," "," "," "," "," "," "," "," "," "," "," "," "," "," "," "," "," "," "," "," "," "," "," "," "," "," "," "," "," "," "," "," "," "," "," "," "," "," "," "," "," "," "," "," "," "," "," "," "," "," "," "," "," "," "," "," "," "," "," "," "," "," ",null,{"$f":"IF($D74=\"Full\",'Failure Persistence Storage'!AB74,0)","v":0},{"$f":"IF($D74=\"Full\",'Failure Persistence Storage'!AE74,0)","v":0},{"$f":"IF($D74=\"Full\",'Failure Persistence Storage'!AF74,0)","v":0},{"$f":"IF($D74=\"Full\",'Failure Persistence Storage'!AI74,0)","v":0},{"$f":"IF($D74=\"Full\",'Failure Persistence Storage'!AJ74,0)","v":0},{"$f":"IF($D74=\"Full\",'Failure Persistence Storage'!AM74,0)","v":0},{"$f":"IF($D74=\"Full\",'Failure Persistence Storage'!AN74,0)","v":0},{"$f":"IF($D74=\"Full\",'Failure Persistence Storage'!AQ74,0)","v":0},{"$f":"IF($D74=\"Full\",'Failure Persistence Storage'!AR74,0)","v":0},{"$f":"IF($D74=\"Full\",'Failure Persistence Storage'!AU74,0)","v":0},{"$f":"IF($D74=\"Full\",'Failure Persistence Storage'!AV74,0)","v":0},{"$f":"IF($D74=\"Full\",'Failure Persistence Storage'!AY74,0)","v":0},{"$f":"IF($D74=\"Full\",'Failure Persistence Storage'!AZ74,0)","v":0},{"$f":"IF($D74=\"Full\",'Failure Persistence Storage'!BC74,0)","v":0},{"$f":"IF($D74=\"Full\",'Failure Persistence Storage'!BD74,0)","v":0},{"$f":"IF($D74=\"Full\",'Failure Persistence Storage'!BG74,0)","v":0},{"$f":"IF($D74=\"Full\",'Failure Persistence Storage'!BH74,0)","v":0},{"$f":"IF($D74=\"Full\",'Failure Persistence Storage'!BK74,0)","v":0},{"$f":"IF($D74=\"Full\",'Failure Persistence Storage'!BL74,0)","v":0},{"$f":"IF($D74=\"Full\",'Failure Persistence Storage'!BO74,0)","v":0},{"$f":"IF($D74=\"Full\",'Failure Persistence Storage'!BP74,0)","v":0},{"$f":"IF($D74=\"Full\",'Failure Persistence Storage'!BS74,0)","v":0},{"$f":"IF($D74=\"Full\",'Failure Persistence Storage'!BT74,0)","v":0},{"$f":"IF($D74=\"Full\",'Failure Persistence Storage'!BW74,0)","v":0},{"$f":"IF($D74=\"Full\",'Failure Persistence Storage'!BX74,0)","v":0},{"$f":"IF($D74=\"Full\",'Failure Persistence Storage'!CA74,0)","v":0},{"$f":"IF($D74=\"Full\",'Failure Persistence Storage'!CB74,0)","v":0},{"$f":"IF($D74=\"Full\",'Failure Persistence Storage'!CE74,0)","v":0},{"$f":"IF($D74=\"Full\",'Failure Persistence Storage'!CF74,0)","v":0},{"$f":"IF($D74=\"Full\",'Failure Persistence Storage'!CI74,0)","v":0},{"$f":"IF($D74=\"Full\",'Failure Persistence Storage'!CJ74,0)","v":0},{"$f":"IF($D74=\"Full\",'Failure Persistence Storage'!CM74,0)","v":0},{"$f":"IF($D74=\"Full\",'Failure Persistence Storage'!CN74,0)","v":0},{"$f":"IF($D74=\"Full\",'Failure Persistence Storage'!CQ74,0)","v":0},{"$f":"IF($D74=\"Full\",'Failure Persistence Storage'!CR74,0)","v":0},{"$f":"IF($D74=\"Full\",'Failure Persistence Storage'!CU74,0)","v":0},{"$f":"IF($D74=\"Full\",'Failure Persistence Storage'!CV74,0)","v":0},{"$f":"IF($D74=\"Full\",'Failure Persistence Storage'!CY74,0)","v":0},{"$f":"IF($D74=\"Full\",'Failure Persistence Storage'!CZ74,0)","v":0},{"$f":"IF($D74=\"Full\",'Failure Persistence Storage'!DC74,0)","v":0},{"$f":"IF($D74=\"Full\",'Failure Persistence Storage'!DD74,0)","v":0},{"$f":"IF($D74=\"Full\",'Failure Persistence Storage'!DG74,0)","v":0},{"$f":"IF($D74=\"Full\",'Failure Persistence Storage'!DH74,0)","v":0},{"$f":"IF($D74=\"Full\",'Failure Persistence Storage'!DK74,0)","v":0},{"$f":"IF($D74=\"Full\",'Failure Persistence Storage'!DL74,0)","v":0},{"$f":"IF($D74=\"Full\",'Failure Persistence Storage'!DO74,0)","v":0},{"$f":"IF($D74=\"Full\",'Failure Persistence Storage'!DP74,0)","v":0},{"$f":"IF($D74=\"Full\",'Failure Persistence Storage'!DS74,0)","v":0},{"$f":"IF($D74=\"Full\",'Failure Persistence Storage'!DT74,0)","v":0},{"$f":"IF($D74=\"Full\",'Failure Persistence Storage'!DW74,0)","v":0},{"$f":"IF($D74=\"Full\",'Failure Persistence Storage'!DX74,0)","v":0},{"$f":"IF($D74=\"Full\",'Failure Persistence Storage'!EA74,0)","v":0},{"$f":"IF($D74=\"Full\",'Failure Persistence Storage'!EB74,0)","v":0},{"$f":"IF($D74=\"Full\",'Failure Persistence Storage'!EE74,0)","v":0},{"$f":"IF($D74=\"Full\",'Failure Persistence Storage'!EF74,0)","v":0},{"$f":"IF($D74=\"Full\",'Failure Persistence Storage'!EI74,0)","v":0},{"$f":"IF($D74=\"Full\",'Failure Persistence Storage'!EJ74,0)","v":0},{"$f":"IF($D74=\"Full\",'Failure Persistence Storage'!EM74,0)","v":0},{"$f":"IF($D74=\"Full\",'Failure Persistence Storage'!EN74,0)","v":0},{"$f":"IF($D74=\"Full\",'Failure Persistence Storage'!EQ74,0)","v":0},{"$f":"IF($D74=\"Full\",'Failure Persistence Storage'!ER74,0)","v":0},{"$f":"IF($D74=\"Full\",'Failure Persistence Storage'!EU74,0)","v":0},{"$f":"IF($D74=\"Full\",'Failure Persistence Storage'!EV74,0)","v":0},{"$f":"IF($D74=\"Full\",'Failure Persistence Storage'!EY74,0)","v":0},{"$f":"IF($D74=\"Full\",'Failure Persistence Storage'!EZ74,0)","v":0},{"$f":"IF($D74=\"Full\",'Failure Persistence Storage'!FC74,0)","v":0},{"$f":"IF($D74=\"Full\",'Failure Persistence Storage'!FD74,0)","v":0},{"$f":"IF($D74=\"Full\",'Failure Persistence Storage'!FG74,0)","v":0},{"$f":"IF($D74=\"Full\",'Failure Persistence Storage'!FH74,0)","v":0},{"$f":"IF($D74=\"Full\",'Failure Persistence Storage'!FK74,0)","v":0},{"$f":"IF($D74=\"Full\",'Failure Persistence Storage'!FL74,0)","v":0},{"$f":"IF($D74=\"Full\",'Failure Persistence Storage'!FO74,0)","v":0},{"$f":"IF($D74=\"Full\",'Failure Persistence Storage'!FP74,0)","v":0},{"$f":"IF($D74=\"Full\",'Failure Persistence Storage'!FS74,0)","v":0},{"$f":"IF($D74=\"Full\",'Failure Persistence Storage'!FT74,0)","v":0},{"$f":"IF($D74=\"Full\",'Failure Persistence Storage'!FW74,0)","v":0},{"$f":"IF($D74=\"Full\",'Failure Persistence Storage'!FX74,0)","v":0},{"$f":"IF($D74=\"Full\",'Failure Persistence Storage'!GA74,0)","v":0},{"$f":"IF($D74=\"Full\",'Failure Persistence Storage'!GB74,0)","v":0},{"$f":"IF($D74=\"Full\",'Failure Persistence Storage'!GE74,0)","v":0},{"$f":"IF($D74=\"Full\",'Failure Persistence Storage'!GF74,0)","v":0},{"$f":"IF($D74=\"Full\",'Failure Persistence Storage'!GI74,0)","v":0},{"$f":"IF($D74=\"Full\",'Failure Persistence Storage'!GJ74,0)","v":0},{"$f":"IF($D74=\"Full\",'Failure Persistence Storage'!GM74,0)","v":0},{"$f":"IF($D74=\"Full\",'Failure Persistence Storage'!GN74,0)","v":0},{"$f":"IF($D74=\"Full\",'Failure Persistence Storage'!GQ74,0)","v":0},{"$f":"IF($D74=\"Full\",'Failure Persistence Storage'!GR74,0)","v":0},{"$f":"IF($D74=\"Full\",'Failure Persistence Storage'!GU74,0)","v":0},{"$f":"IF($D74=\"Full\",'Failure Persistence Storage'!GV74,0)","v":0},{"$f":"IF($D74=\"Full\",'Failure Persistence Storage'!GY74,0)","v":0},{"$f":"IF($D74=\"Full\",'Failure Persistence Storage'!GZ74,0)","v":0},{"$f":"IF($D74=\"Full\",'Failure Persistence Storage'!HC74,0)","v":0},{"$f":"IF($D74=\"Full\",'Failure Persistence Storage'!HD74,0)","v":0},{"$f":"IF($D74=\"Full\",'Failure Persistence Storage'!HG74,0)","v":0},{"$f":"IF($D74=\"Full\",'Failure Persistence Storage'!HH74,0)","v":0},{"$f":"IF($D74=\"Full\",'Failure Persistence Storage'!HK74,0)","v":0},{"$f":"IF($D74=\"Full\",'Failure Persistence Storage'!HL74,0)","v":0},{"$f":"IF($D74=\"Full\",'Failure Persistence Storage'!HO74,0)","v":0}]
[null,null,null,null,null,null,null,null,null,null,null,null,null,null,null,null,null,null,null,null,null,null,null,null,null,null,null," "," "," "," "," "," "," "," "," "," "," "," "," "," "," "," "," "," "," "," "," "," "," "," "," "," "," "," "," "," "," "," "," "," "," "," "," "," "," "," "," "," "," "," "," "," "," "," "," "," "," "," "," "," "," "," "," "," "," "," "," "," "," "," "," "," "," "," "," "," "," "," "," "," "," "," "," "," "," "," "," "," "," "," "," "," "," "," "," "," "," "," "," "," "," "," "," "," "," "," "," "," "," "," "," "," "," "," "," "," "," "," "," "," "," "," "," "," "," "," "," "," "," "," "," "," "," "," "," "," "," "," "," "," "," "," "," "," "," "," "," "," "," "," "," "," "," "," "," "," "," "," "," "," "," "," "," "," "," "," "," "," "," "," "," "," "," "," "," "," "," "," "," "," "," "," "," "," "," "," "," "," "," "," "," "," "," "," "," "," "," "," "," "," "," "," ",null,{"$f":"IF($D75=\"Full\",'Failure Persistence Storage'!AB75,0)","v":0},{"$f":"IF($D75=\"Full\",'Failure Persistence Storage'!AE75,0)","v":0},{"$f":"IF($D75=\"Full\",'Failure Persistence Storage'!AF75,0)","v":0},{"$f":"IF($D75=\"Full\",'Failure Persistence Storage'!AI75,0)","v":0},{"$f":"IF($D75=\"Full\",'Failure Persistence Storage'!AJ75,0)","v":0},{"$f":"IF($D75=\"Full\",'Failure Persistence Storage'!AM75,0)","v":0},{"$f":"IF($D75=\"Full\",'Failure Persistence Storage'!AN75,0)","v":0},{"$f":"IF($D75=\"Full\",'Failure Persistence Storage'!AQ75,0)","v":0},{"$f":"IF($D75=\"Full\",'Failure Persistence Storage'!AR75,0)","v":0},{"$f":"IF($D75=\"Full\",'Failure Persistence Storage'!AU75,0)","v":0},{"$f":"IF($D75=\"Full\",'Failure Persistence Storage'!AV75,0)","v":0},{"$f":"IF($D75=\"Full\",'Failure Persistence Storage'!AY75,0)","v":0},{"$f":"IF($D75=\"Full\",'Failure Persistence Storage'!AZ75,0)","v":0},{"$f":"IF($D75=\"Full\",'Failure Persistence Storage'!BC75,0)","v":0},{"$f":"IF($D75=\"Full\",'Failure Persistence Storage'!BD75,0)","v":0},{"$f":"IF($D75=\"Full\",'Failure Persistence Storage'!BG75,0)","v":0},{"$f":"IF($D75=\"Full\",'Failure Persistence Storage'!BH75,0)","v":0},{"$f":"IF($D75=\"Full\",'Failure Persistence Storage'!BK75,0)","v":0},{"$f":"IF($D75=\"Full\",'Failure Persistence Storage'!BL75,0)","v":0},{"$f":"IF($D75=\"Full\",'Failure Persistence Storage'!BO75,0)","v":0},{"$f":"IF($D75=\"Full\",'Failure Persistence Storage'!BP75,0)","v":0},{"$f":"IF($D75=\"Full\",'Failure Persistence Storage'!BS75,0)","v":0},{"$f":"IF($D75=\"Full\",'Failure Persistence Storage'!BT75,0)","v":0},{"$f":"IF($D75=\"Full\",'Failure Persistence Storage'!BW75,0)","v":0},{"$f":"IF($D75=\"Full\",'Failure Persistence Storage'!BX75,0)","v":0},{"$f":"IF($D75=\"Full\",'Failure Persistence Storage'!CA75,0)","v":0},{"$f":"IF($D75=\"Full\",'Failure Persistence Storage'!CB75,0)","v":0},{"$f":"IF($D75=\"Full\",'Failure Persistence Storage'!CE75,0)","v":0},{"$f":"IF($D75=\"Full\",'Failure Persistence Storage'!CF75,0)","v":0},{"$f":"IF($D75=\"Full\",'Failure Persistence Storage'!CI75,0)","v":0},{"$f":"IF($D75=\"Full\",'Failure Persistence Storage'!CJ75,0)","v":0},{"$f":"IF($D75=\"Full\",'Failure Persistence Storage'!CM75,0)","v":0},{"$f":"IF($D75=\"Full\",'Failure Persistence Storage'!CN75,0)","v":0},{"$f":"IF($D75=\"Full\",'Failure Persistence Storage'!CQ75,0)","v":0},{"$f":"IF($D75=\"Full\",'Failure Persistence Storage'!CR75,0)","v":0},{"$f":"IF($D75=\"Full\",'Failure Persistence Storage'!CU75,0)","v":0},{"$f":"IF($D75=\"Full\",'Failure Persistence Storage'!CV75,0)","v":0},{"$f":"IF($D75=\"Full\",'Failure Persistence Storage'!CY75,0)","v":0},{"$f":"IF($D75=\"Full\",'Failure Persistence Storage'!CZ75,0)","v":0},{"$f":"IF($D75=\"Full\",'Failure Persistence Storage'!DC75,0)","v":0},{"$f":"IF($D75=\"Full\",'Failure Persistence Storage'!DD75,0)","v":0},{"$f":"IF($D75=\"Full\",'Failure Persistence Storage'!DG75,0)","v":0},{"$f":"IF($D75=\"Full\",'Failure Persistence Storage'!DH75,0)","v":0},{"$f":"IF($D75=\"Full\",'Failure Persistence Storage'!DK75,0)","v":0},{"$f":"IF($D75=\"Full\",'Failure Persistence Storage'!DL75,0)","v":0},{"$f":"IF($D75=\"Full\",'Failure Persistence Storage'!DO75,0)","v":0},{"$f":"IF($D75=\"Full\",'Failure Persistence Storage'!DP75,0)","v":0},{"$f":"IF($D75=\"Full\",'Failure Persistence Storage'!DS75,0)","v":0},{"$f":"IF($D75=\"Full\",'Failure Persistence Storage'!DT75,0)","v":0},{"$f":"IF($D75=\"Full\",'Failure Persistence Storage'!DW75,0)","v":0},{"$f":"IF($D75=\"Full\",'Failure Persistence Storage'!DX75,0)","v":0},{"$f":"IF($D75=\"Full\",'Failure Persistence Storage'!EA75,0)","v":0},{"$f":"IF($D75=\"Full\",'Failure Persistence Storage'!EB75,0)","v":0},{"$f":"IF($D75=\"Full\",'Failure Persistence Storage'!EE75,0)","v":0},{"$f":"IF($D75=\"Full\",'Failure Persistence Storage'!EF75,0)","v":0},{"$f":"IF($D75=\"Full\",'Failure Persistence Storage'!EI75,0)","v":0},{"$f":"IF($D75=\"Full\",'Failure Persistence Storage'!EJ75,0)","v":0},{"$f":"IF($D75=\"Full\",'Failure Persistence Storage'!EM75,0)","v":0},{"$f":"IF($D75=\"Full\",'Failure Persistence Storage'!EN75,0)","v":0},{"$f":"IF($D75=\"Full\",'Failure Persistence Storage'!EQ75,0)","v":0},{"$f":"IF($D75=\"Full\",'Failure Persistence Storage'!ER75,0)","v":0},{"$f":"IF($D75=\"Full\",'Failure Persistence Storage'!EU75,0)","v":0},{"$f":"IF($D75=\"Full\",'Failure Persistence Storage'!EV75,0)","v":0},{"$f":"IF($D75=\"Full\",'Failure Persistence Storage'!EY75,0)","v":0},{"$f":"IF($D75=\"Full\",'Failure Persistence Storage'!EZ75,0)","v":0},{"$f":"IF($D75=\"Full\",'Failure Persistence Storage'!FC75,0)","v":0},{"$f":"IF($D75=\"Full\",'Failure Persistence Storage'!FD75,0)","v":0},{"$f":"IF($D75=\"Full\",'Failure Persistence Storage'!FG75,0)","v":0},{"$f":"IF($D75=\"Full\",'Failure Persistence Storage'!FH75,0)","v":0},{"$f":"IF($D75=\"Full\",'Failure Persistence Storage'!FK75,0)","v":0},{"$f":"IF($D75=\"Full\",'Failure Persistence Storage'!FL75,0)","v":0},{"$f":"IF($D75=\"Full\",'Failure Persistence Storage'!FO75,0)","v":0},{"$f":"IF($D75=\"Full\",'Failure Persistence Storage'!FP75,0)","v":0},{"$f":"IF($D75=\"Full\",'Failure Persistence Storage'!FS75,0)","v":0},{"$f":"IF($D75=\"Full\",'Failure Persistence Storage'!FT75,0)","v":0},{"$f":"IF($D75=\"Full\",'Failure Persistence Storage'!FW75,0)","v":0},{"$f":"IF($D75=\"Full\",'Failure Persistence Storage'!FX75,0)","v":0},{"$f":"IF($D75=\"Full\",'Failure Persistence Storage'!GA75,0)","v":0},{"$f":"IF($D75=\"Full\",'Failure Persistence Storage'!GB75,0)","v":0},{"$f":"IF($D75=\"Full\",'Failure Persistence Storage'!GE75,0)","v":0},{"$f":"IF($D75=\"Full\",'Failure Persistence Storage'!GF75,0)","v":0},{"$f":"IF($D75=\"Full\",'Failure Persistence Storage'!GI75,0)","v":0},{"$f":"IF($D75=\"Full\",'Failure Persistence Storage'!GJ75,0)","v":0},{"$f":"IF($D75=\"Full\",'Failure Persistence Storage'!GM75,0)","v":0},{"$f":"IF($D75=\"Full\",'Failure Persistence Storage'!GN75,0)","v":0},{"$f":"IF($D75=\"Full\",'Failure Persistence Storage'!GQ75,0)","v":0},{"$f":"IF($D75=\"Full\",'Failure Persistence Storage'!GR75,0)","v":0},{"$f":"IF($D75=\"Full\",'Failure Persistence Storage'!GU75,0)","v":0},{"$f":"IF($D75=\"Full\",'Failure Persistence Storage'!GV75,0)","v":0},{"$f":"IF($D75=\"Full\",'Failure Persistence Storage'!GY75,0)","v":0},{"$f":"IF($D75=\"Full\",'Failure Persistence Storage'!GZ75,0)","v":0},{"$f":"IF($D75=\"Full\",'Failure Persistence Storage'!HC75,0)","v":0},{"$f":"IF($D75=\"Full\",'Failure Persistence Storage'!HD75,0)","v":0},{"$f":"IF($D75=\"Full\",'Failure Persistence Storage'!HG75,0)","v":0},{"$f":"IF($D75=\"Full\",'Failure Persistence Storage'!HH75,0)","v":0},{"$f":"IF($D75=\"Full\",'Failure Persistence Storage'!HK75,0)","v":0},{"$f":"IF($D75=\"Full\",'Failure Persistence Storage'!HL75,0)","v":0},{"$f":"IF($D75=\"Full\",'Failure Persistence Storage'!HO75,0)","v":0}]
[null,null,null,null,null,null,null,null,null,null,null,null,null,null,null,null,null,null,null,null,null,null,null,null,null,null,null," "," "," "," "," "," "," "," "," "," "," "," "," "," "," "," "," "," "," "," "," "," "," "," "," "," "," "," "," "," "," "," "," "," "," "," "," "," "," "," "," "," "," "," "," "," "," "," "," "," "," "," "," "," "," "," "," "," "," "," "," "," "," "," "," "," "," "," "," "," "," "," "," "," "," "," "," "," "," "," "," "," "," "," "," "," "," "," "," "," "," "," "," "," "," "," "," "," "," "," "," "," "," "," "," "," "," "," "," "," "," "," "," "," "," "," "," "," "," "," "," "," "," "," "," "," "," "," "," "," "," "," "," "," "," "," "," "," "," "," "," "," "," "," "," "," "," "," "," "," "," "," "," "," "," "," "," "," "," "," "," "," "," "," "," "," "," "," "," "," "," "," "," "," "," "," "," "," "," "," "," "," "," "," "," "," "," "," "," "," "," "," "," "," "," "," ",null,{"$f":"IF($D76=\"Full\",'Failure Persistence Storage'!AB76,0)","v":0},{"$f":"IF($D76=\"Full\",'Failure Persistence Storage'!AE76,0)","v":0},{"$f":"IF($D76=\"Full\",'Failure Persistence Storage'!AF76,0)","v":0},{"$f":"IF($D76=\"Full\",'Failure Persistence Storage'!AI76,0)","v":0},{"$f":"IF($D76=\"Full\",'Failure Persistence Storage'!AJ76,0)","v":0},{"$f":"IF($D76=\"Full\",'Failure Persistence Storage'!AM76,0)","v":0},{"$f":"IF($D76=\"Full\",'Failure Persistence Storage'!AN76,0)","v":0},{"$f":"IF($D76=\"Full\",'Failure Persistence Storage'!AQ76,0)","v":0},{"$f":"IF($D76=\"Full\",'Failure Persistence Storage'!AR76,0)","v":0},{"$f":"IF($D76=\"Full\",'Failure Persistence Storage'!AU76,0)","v":0},{"$f":"IF($D76=\"Full\",'Failure Persistence Storage'!AV76,0)","v":0},{"$f":"IF($D76=\"Full\",'Failure Persistence Storage'!AY76,0)","v":0},{"$f":"IF($D76=\"Full\",'Failure Persistence Storage'!AZ76,0)","v":0},{"$f":"IF($D76=\"Full\",'Failure Persistence Storage'!BC76,0)","v":0},{"$f":"IF($D76=\"Full\",'Failure Persistence Storage'!BD76,0)","v":0},{"$f":"IF($D76=\"Full\",'Failure Persistence Storage'!BG76,0)","v":0},{"$f":"IF($D76=\"Full\",'Failure Persistence Storage'!BH76,0)","v":0},{"$f":"IF($D76=\"Full\",'Failure Persistence Storage'!BK76,0)","v":0},{"$f":"IF($D76=\"Full\",'Failure Persistence Storage'!BL76,0)","v":0},{"$f":"IF($D76=\"Full\",'Failure Persistence Storage'!BO76,0)","v":0},{"$f":"IF($D76=\"Full\",'Failure Persistence Storage'!BP76,0)","v":0},{"$f":"IF($D76=\"Full\",'Failure Persistence Storage'!BS76,0)","v":0},{"$f":"IF($D76=\"Full\",'Failure Persistence Storage'!BT76,0)","v":0},{"$f":"IF($D76=\"Full\",'Failure Persistence Storage'!BW76,0)","v":0},{"$f":"IF($D76=\"Full\",'Failure Persistence Storage'!BX76,0)","v":0},{"$f":"IF($D76=\"Full\",'Failure Persistence Storage'!CA76,0)","v":0},{"$f":"IF($D76=\"Full\",'Failure Persistence Storage'!CB76,0)","v":0},{"$f":"IF($D76=\"Full\",'Failure Persistence Storage'!CE76,0)","v":0},{"$f":"IF($D76=\"Full\",'Failure Persistence Storage'!CF76,0)","v":0},{"$f":"IF($D76=\"Full\",'Failure Persistence Storage'!CI76,0)","v":0},{"$f":"IF($D76=\"Full\",'Failure Persistence Storage'!CJ76,0)","v":0},{"$f":"IF($D76=\"Full\",'Failure Persistence Storage'!CM76,0)","v":0},{"$f":"IF($D76=\"Full\",'Failure Persistence Storage'!CN76,0)","v":0},{"$f":"IF($D76=\"Full\",'Failure Persistence Storage'!CQ76,0)","v":0},{"$f":"IF($D76=\"Full\",'Failure Persistence Storage'!CR76,0)","v":0},{"$f":"IF($D76=\"Full\",'Failure Persistence Storage'!CU76,0)","v":0},{"$f":"IF($D76=\"Full\",'Failure Persistence Storage'!CV76,0)","v":0},{"$f":"IF($D76=\"Full\",'Failure Persistence Storage'!CY76,0)","v":0},{"$f":"IF($D76=\"Full\",'Failure Persistence Storage'!CZ76,0)","v":0},{"$f":"IF($D76=\"Full\",'Failure Persistence Storage'!DC76,0)","v":0},{"$f":"IF($D76=\"Full\",'Failure Persistence Storage'!DD76,0)","v":0},{"$f":"IF($D76=\"Full\",'Failure Persistence Storage'!DG76,0)","v":0},{"$f":"IF($D76=\"Full\",'Failure Persistence Storage'!DH76,0)","v":0},{"$f":"IF($D76=\"Full\",'Failure Persistence Storage'!DK76,0)","v":0},{"$f":"IF($D76=\"Full\",'Failure Persistence Storage'!DL76,0)","v":0},{"$f":"IF($D76=\"Full\",'Failure Persistence Storage'!DO76,0)","v":0},{"$f":"IF($D76=\"Full\",'Failure Persistence Storage'!DP76,0)","v":0},{"$f":"IF($D76=\"Full\",'Failure Persistence Storage'!DS76,0)","v":0},{"$f":"IF($D76=\"Full\",'Failure Persistence Storage'!DT76,0)","v":0},{"$f":"IF($D76=\"Full\",'Failure Persistence Storage'!DW76,0)","v":0},{"$f":"IF($D76=\"Full\",'Failure Persistence Storage'!DX76,0)","v":0},{"$f":"IF($D76=\"Full\",'Failure Persistence Storage'!EA76,0)","v":0},{"$f":"IF($D76=\"Full\",'Failure Persistence Storage'!EB76,0)","v":0},{"$f":"IF($D76=\"Full\",'Failure Persistence Storage'!EE76,0)","v":0},{"$f":"IF($D76=\"Full\",'Failure Persistence Storage'!EF76,0)","v":0},{"$f":"IF($D76=\"Full\",'Failure Persistence Storage'!EI76,0)","v":0},{"$f":"IF($D76=\"Full\",'Failure Persistence Storage'!EJ76,0)","v":0},{"$f":"IF($D76=\"Full\",'Failure Persistence Storage'!EM76,0)","v":0},{"$f":"IF($D76=\"Full\",'Failure Persistence Storage'!EN76,0)","v":0},{"$f":"IF($D76=\"Full\",'Failure Persistence Storage'!EQ76,0)","v":0},{"$f":"IF($D76=\"Full\",'Failure Persistence Storage'!ER76,0)","v":0},{"$f":"IF($D76=\"Full\",'Failure Persistence Storage'!EU76,0)","v":0},{"$f":"IF($D76=\"Full\",'Failure Persistence Storage'!EV76,0)","v":0},{"$f":"IF($D76=\"Full\",'Failure Persistence Storage'!EY76,0)","v":0},{"$f":"IF($D76=\"Full\",'Failure Persistence Storage'!EZ76,0)","v":0},{"$f":"IF($D76=\"Full\",'Failure Persistence Storage'!FC76,0)","v":0},{"$f":"IF($D76=\"Full\",'Failure Persistence Storage'!FD76,0)","v":0},{"$f":"IF($D76=\"Full\",'Failure Persistence Storage'!FG76,0)","v":0},{"$f":"IF($D76=\"Full\",'Failure Persistence Storage'!FH76,0)","v":0},{"$f":"IF($D76=\"Full\",'Failure Persistence Storage'!FK76,0)","v":0},{"$f":"IF($D76=\"Full\",'Failure Persistence Storage'!FL76,0)","v":0},{"$f":"IF($D76=\"Full\",'Failure Persistence Storage'!FO76,0)","v":0},{"$f":"IF($D76=\"Full\",'Failure Persistence Storage'!FP76,0)","v":0},{"$f":"IF($D76=\"Full\",'Failure Persistence Storage'!FS76,0)","v":0},{"$f":"IF($D76=\"Full\",'Failure Persistence Storage'!FT76,0)","v":0},{"$f":"IF($D76=\"Full\",'Failure Persistence Storage'!FW76,0)","v":0},{"$f":"IF($D76=\"Full\",'Failure Persistence Storage'!FX76,0)","v":0},{"$f":"IF($D76=\"Full\",'Failure Persistence Storage'!GA76,0)","v":0},{"$f":"IF($D76=\"Full\",'Failure Persistence Storage'!GB76,0)","v":0},{"$f":"IF($D76=\"Full\",'Failure Persistence Storage'!GE76,0)","v":0},{"$f":"IF($D76=\"Full\",'Failure Persistence Storage'!GF76,0)","v":0},{"$f":"IF($D76=\"Full\",'Failure Persistence Storage'!GI76,0)","v":0},{"$f":"IF($D76=\"Full\",'Failure Persistence Storage'!GJ76,0)","v":0},{"$f":"IF($D76=\"Full\",'Failure Persistence Storage'!GM76,0)","v":0},{"$f":"IF($D76=\"Full\",'Failure Persistence Storage'!GN76,0)","v":0},{"$f":"IF($D76=\"Full\",'Failure Persistence Storage'!GQ76,0)","v":0},{"$f":"IF($D76=\"Full\",'Failure Persistence Storage'!GR76,0)","v":0},{"$f":"IF($D76=\"Full\",'Failure Persistence Storage'!GU76,0)","v":0},{"$f":"IF($D76=\"Full\",'Failure Persistence Storage'!GV76,0)","v":0},{"$f":"IF($D76=\"Full\",'Failure Persistence Storage'!GY76,0)","v":0},{"$f":"IF($D76=\"Full\",'Failure Persistence Storage'!GZ76,0)","v":0},{"$f":"IF($D76=\"Full\",'Failure Persistence Storage'!HC76,0)","v":0},{"$f":"IF($D76=\"Full\",'Failure Persistence Storage'!HD76,0)","v":0},{"$f":"IF($D76=\"Full\",'Failure Persistence Storage'!HG76,0)","v":0},{"$f":"IF($D76=\"Full\",'Failure Persistence Storage'!HH76,0)","v":0},{"$f":"IF($D76=\"Full\",'Failure Persistence Storage'!HK76,0)","v":0},{"$f":"IF($D76=\"Full\",'Failure Persistence Storage'!HL76,0)","v":0},{"$f":"IF($D76=\"Full\",'Failure Persistence Storage'!HO76,0)","v":0}]
[null,null,null,null,null,null,null,null,null,null,null,null,null,null,null,null,null,null,null,null,null,null,null,null,null,null,null," "," "," "," "," "," "," "," "," "," "," "," "," "," "," "," "," "," "," "," "," "," "," "," "," "," "," "," "," "," "," "," "," "," "," "," "," "," "," "," "," "," "," "," "," "," "," "," "," "," "," "," "," "," "," "," "," "," "," "," "," "," "," "," "," "," "," "," "," "," "," "," "," "," "," "," "," "," "," "," "," "," "," "," "," "," "," "," "," "," "," "," "," "," "," "," "," "," "," "," "," "," "," "," "," "," "," "," "," "," "," "," "," "," "," "," "," "," "," "," "," "," "," "," "," "," "," "," "," "," "," "," "," "," "," "," "," "," "," "," "," "," "," "," "," "," "," "," "," "," "," "," "," "," "," "," "," "," "," "," "," "," "," "," "," "," "," "," "," "," "," "," "," "," "," "," "," "," "," "," "," "," "," "," "," "," "," "," "," "," "," "," "," "," "," "," ",null,{"$f":"IF($D77=\"Full\",'Failure Persistence Storage'!AB77,0)","v":0},{"$f":"IF($D77=\"Full\",'Failure Persistence Storage'!AE77,0)","v":0},{"$f":"IF($D77=\"Full\",'Failure Persistence Storage'!AF77,0)","v":0},{"$f":"IF($D77=\"Full\",'Failure Persistence Storage'!AI77,0)","v":0},{"$f":"IF($D77=\"Full\",'Failure Persistence Storage'!AJ77,0)","v":0},{"$f":"IF($D77=\"Full\",'Failure Persistence Storage'!AM77,0)","v":0},{"$f":"IF($D77=\"Full\",'Failure Persistence Storage'!AN77,0)","v":0},{"$f":"IF($D77=\"Full\",'Failure Persistence Storage'!AQ77,0)","v":0},{"$f":"IF($D77=\"Full\",'Failure Persistence Storage'!AR77,0)","v":0},{"$f":"IF($D77=\"Full\",'Failure Persistence Storage'!AU77,0)","v":0},{"$f":"IF($D77=\"Full\",'Failure Persistence Storage'!AV77,0)","v":0},{"$f":"IF($D77=\"Full\",'Failure Persistence Storage'!AY77,0)","v":0},{"$f":"IF($D77=\"Full\",'Failure Persistence Storage'!AZ77,0)","v":0},{"$f":"IF($D77=\"Full\",'Failure Persistence Storage'!BC77,0)","v":0},{"$f":"IF($D77=\"Full\",'Failure Persistence Storage'!BD77,0)","v":0},{"$f":"IF($D77=\"Full\",'Failure Persistence Storage'!BG77,0)","v":0},{"$f":"IF($D77=\"Full\",'Failure Persistence Storage'!BH77,0)","v":0},{"$f":"IF($D77=\"Full\",'Failure Persistence Storage'!BK77,0)","v":0},{"$f":"IF($D77=\"Full\",'Failure Persistence Storage'!BL77,0)","v":0},{"$f":"IF($D77=\"Full\",'Failure Persistence Storage'!BO77,0)","v":0},{"$f":"IF($D77=\"Full\",'Failure Persistence Storage'!BP77,0)","v":0},{"$f":"IF($D77=\"Full\",'Failure Persistence Storage'!BS77,0)","v":0},{"$f":"IF($D77=\"Full\",'Failure Persistence Storage'!BT77,0)","v":0},{"$f":"IF($D77=\"Full\",'Failure Persistence Storage'!BW77,0)","v":0},{"$f":"IF($D77=\"Full\",'Failure Persistence Storage'!BX77,0)","v":0},{"$f":"IF($D77=\"Full\",'Failure Persistence Storage'!CA77,0)","v":0},{"$f":"IF($D77=\"Full\",'Failure Persistence Storage'!CB77,0)","v":0},{"$f":"IF($D77=\"Full\",'Failure Persistence Storage'!CE77,0)","v":0},{"$f":"IF($D77=\"Full\",'Failure Persistence Storage'!CF77,0)","v":0},{"$f":"IF($D77=\"Full\",'Failure Persistence Storage'!CI77,0)","v":0},{"$f":"IF($D77=\"Full\",'Failure Persistence Storage'!CJ77,0)","v":0},{"$f":"IF($D77=\"Full\",'Failure Persistence Storage'!CM77,0)","v":0},{"$f":"IF($D77=\"Full\",'Failure Persistence Storage'!CN77,0)","v":0},{"$f":"IF($D77=\"Full\",'Failure Persistence Storage'!CQ77,0)","v":0},{"$f":"IF($D77=\"Full\",'Failure Persistence Storage'!CR77,0)","v":0},{"$f":"IF($D77=\"Full\",'Failure Persistence Storage'!CU77,0)","v":0},{"$f":"IF($D77=\"Full\",'Failure Persistence Storage'!CV77,0)","v":0},{"$f":"IF($D77=\"Full\",'Failure Persistence Storage'!CY77,0)","v":0},{"$f":"IF($D77=\"Full\",'Failure Persistence Storage'!CZ77,0)","v":0},{"$f":"IF($D77=\"Full\",'Failure Persistence Storage'!DC77,0)","v":0},{"$f":"IF($D77=\"Full\",'Failure Persistence Storage'!DD77,0)","v":0},{"$f":"IF($D77=\"Full\",'Failure Persistence Storage'!DG77,0)","v":0},{"$f":"IF($D77=\"Full\",'Failure Persistence Storage'!DH77,0)","v":0},{"$f":"IF($D77=\"Full\",'Failure Persistence Storage'!DK77,0)","v":0},{"$f":"IF($D77=\"Full\",'Failure Persistence Storage'!DL77,0)","v":0},{"$f":"IF($D77=\"Full\",'Failure Persistence Storage'!DO77,0)","v":0},{"$f":"IF($D77=\"Full\",'Failure Persistence Storage'!DP77,0)","v":0},{"$f":"IF($D77=\"Full\",'Failure Persistence Storage'!DS77,0)","v":0},{"$f":"IF($D77=\"Full\",'Failure Persistence Storage'!DT77,0)","v":0},{"$f":"IF($D77=\"Full\",'Failure Persistence Storage'!DW77,0)","v":0},{"$f":"IF($D77=\"Full\",'Failure Persistence Storage'!DX77,0)","v":0},{"$f":"IF($D77=\"Full\",'Failure Persistence Storage'!EA77,0)","v":0},{"$f":"IF($D77=\"Full\",'Failure Persistence Storage'!EB77,0)","v":0},{"$f":"IF($D77=\"Full\",'Failure Persistence Storage'!EE77,0)","v":0},{"$f":"IF($D77=\"Full\",'Failure Persistence Storage'!EF77,0)","v":0},{"$f":"IF($D77=\"Full\",'Failure Persistence Storage'!EI77,0)","v":0},{"$f":"IF($D77=\"Full\",'Failure Persistence Storage'!EJ77,0)","v":0},{"$f":"IF($D77=\"Full\",'Failure Persistence Storage'!EM77,0)","v":0},{"$f":"IF($D77=\"Full\",'Failure Persistence Storage'!EN77,0)","v":0},{"$f":"IF($D77=\"Full\",'Failure Persistence Storage'!EQ77,0)","v":0},{"$f":"IF($D77=\"Full\",'Failure Persistence Storage'!ER77,0)","v":0},{"$f":"IF($D77=\"Full\",'Failure Persistence Storage'!EU77,0)","v":0},{"$f":"IF($D77=\"Full\",'Failure Persistence Storage'!EV77,0)","v":0},{"$f":"IF($D77=\"Full\",'Failure Persistence Storage'!EY77,0)","v":0},{"$f":"IF($D77=\"Full\",'Failure Persistence Storage'!EZ77,0)","v":0},{"$f":"IF($D77=\"Full\",'Failure Persistence Storage'!FC77,0)","v":0},{"$f":"IF($D77=\"Full\",'Failure Persistence Storage'!FD77,0)","v":0},{"$f":"IF($D77=\"Full\",'Failure Persistence Storage'!FG77,0)","v":0},{"$f":"IF($D77=\"Full\",'Failure Persistence Storage'!FH77,0)","v":0},{"$f":"IF($D77=\"Full\",'Failure Persistence Storage'!FK77,0)","v":0},{"$f":"IF($D77=\"Full\",'Failure Persistence Storage'!FL77,0)","v":0},{"$f":"IF($D77=\"Full\",'Failure Persistence Storage'!FO77,0)","v":0},{"$f":"IF($D77=\"Full\",'Failure Persistence Storage'!FP77,0)","v":0},{"$f":"IF($D77=\"Full\",'Failure Persistence Storage'!FS77,0)","v":0},{"$f":"IF($D77=\"Full\",'Failure Persistence Storage'!FT77,0)","v":0},{"$f":"IF($D77=\"Full\",'Failure Persistence Storage'!FW77,0)","v":0},{"$f":"IF($D77=\"Full\",'Failure Persistence Storage'!FX77,0)","v":0},{"$f":"IF($D77=\"Full\",'Failure Persistence Storage'!GA77,0)","v":0},{"$f":"IF($D77=\"Full\",'Failure Persistence Storage'!GB77,0)","v":0},{"$f":"IF($D77=\"Full\",'Failure Persistence Storage'!GE77,0)","v":0},{"$f":"IF($D77=\"Full\",'Failure Persistence Storage'!GF77,0)","v":0},{"$f":"IF($D77=\"Full\",'Failure Persistence Storage'!GI77,0)","v":0},{"$f":"IF($D77=\"Full\",'Failure Persistence Storage'!GJ77,0)","v":0},{"$f":"IF($D77=\"Full\",'Failure Persistence Storage'!GM77,0)","v":0},{"$f":"IF($D77=\"Full\",'Failure Persistence Storage'!GN77,0)","v":0},{"$f":"IF($D77=\"Full\",'Failure Persistence Storage'!GQ77,0)","v":0},{"$f":"IF($D77=\"Full\",'Failure Persistence Storage'!GR77,0)","v":0},{"$f":"IF($D77=\"Full\",'Failure Persistence Storage'!GU77,0)","v":0},{"$f":"IF($D77=\"Full\",'Failure Persistence Storage'!GV77,0)","v":0},{"$f":"IF($D77=\"Full\",'Failure Persistence Storage'!GY77,0)","v":0},{"$f":"IF($D77=\"Full\",'Failure Persistence Storage'!GZ77,0)","v":0},{"$f":"IF($D77=\"Full\",'Failure Persistence Storage'!HC77,0)","v":0},{"$f":"IF($D77=\"Full\",'Failure Persistence Storage'!HD77,0)","v":0},{"$f":"IF($D77=\"Full\",'Failure Persistence Storage'!HG77,0)","v":0},{"$f":"IF($D77=\"Full\",'Failure Persistence Storage'!HH77,0)","v":0},{"$f":"IF($D77=\"Full\",'Failure Persistence Storage'!HK77,0)","v":0},{"$f":"IF($D77=\"Full\",'Failure Persistence Storage'!HL77,0)","v":0},{"$f":"IF($D77=\"Full\",'Failure Persistence Storage'!HO77,0)","v":0}]
[null,"Combination of elements",null,{"$f":"IF(OR(D68=\"Part\",D69=\"Part\",D70=\"Part\",D71=\"Part\",D72=\"Part\",D73=\"Part\",D74=\"Part\",D75=\"Part\",D76=\"Part\",D77=\"Part\"),\"Part\",IF(OR(D68=\"Full\",D69=\"Full\",D70=\"Full\",D71=\"Full\",D72=\"Full\",D73=\"Full\",D74=\"Full\",D75=\"Full\",D76=\"Full\",D77=\"Full\"),\"Full\",IF(AND(D68=\" \",D69=\" \",D70=\" \",D71=\" \",D72=\" \",D73=\" \",D74=\" \",D75=\" \",D76=\" \",D77=\" \"),\" \",\" \")))","v":"Full"},null,null,null,null,null,null,null,null,null,null,null,null,null,null,null,null,null,null,null,null,null,null,null,0.46109535174294636,{"$f":"IF($D78=\" \",\" \",SUM(AC68:AC77))","v":2.1687488200000002},{"$f":"IF($D78=\" \",\" \",SUM(AD68:AD77))","v":0.88682552000000003},{"$f":"IF($D78=\" \",\" \",AB78*AD78)","v":0.40891112507902133},{"$f":"IF($D78=\" \",\" \",1/AG78)","v":0.47070150490425772},{"$f":"IF($D78=\" \",\" \",SUM(AG68:AG77))","v":2.1244886400000005},{"$f":"IF($D78=\" \",\" \",SUM(AH68:AH77))","v":1.7374540800000002},{"$f":"IF($D78=\" \",\" \",AF78*AH78)","v":0.81782225015804266},0.48071643054051855,{"$f":"IF($D78=\" \",\" \",SUM(AK68:AK77))","v":2.0802284600000003},{"$f":"IF($D78=\" \",\" \",SUM(AL68:AL77))","v":2.1739317751111109},{"$f":"IF($D78=\" \",\" \",AJ78*AL78)","v":1.0450447231700266},0.49116678772618194,{"$f":"IF($D78=\" \",\" \",SUM(AO68:AO77))","v":2.0359682800000005},{"$f":"IF($D78=\" \",\" \",SUM(AP68:AP77))","v":2.2203833226666667},{"$f":"IF($D78=\" \",\" \",AN78*AP78)","v":1.0905785441149731},0.50208160523120826,{"$f":"IF($D78=\" \",\" \",SUM(AS68:AS77))","v":1.9917081000000001},{"$f":"IF($D78=\" \",\" \",SUM(AT68:AT77))","v":2.2628042000000006},{"$f":"IF($D78=\" \",\" \",AR78*AT78)","v":1.1361123650599203},0.51349255080464484,{"$f":"IF($D78=\" \",\" \",SUM(AW68:AW77))","v":1.9474479200000003},{"$f":"IF($D78=\" \",\" \",SUM(AX68:AX77))","v":2.3011944071111117},{"$f":"IF($D78=\" \",\" \",AV78*AX78)","v":1.181646186004867},0.52543423803265987,{"$f":"IF($D78=\" \",\" \",SUM(BA68:BA77))","v":1.9031877400000001},{"$f":"IF($D78=\" \",\" \",SUM(BB68:BB77))","v":2.3355539439999999},{"$f":"IF($D78=\" \",\" \",AZ78*BB78)","v":1.2271800069498136},0.53794457703343745,{"$f":"IF($D78=\" \",\" \",SUM(BE68:BE77))","v":1.8589275600000001},{"$f":"IF($D78=\" \",\" \",SUM(BF68:BF77))","v":2.3658828106666667},{"$f":"IF($D78=\" \",\" \",BD78*BF78)","v":1.2727138278947603},0.55106517647327746,{"$f":"IF($D78=\" \",\" \",SUM(BI68:BI77))","v":1.8146673799999999},{"$f":"IF($D78=\" \",\" \",SUM(BJ68:BJ77))","v":2.3921810071111116},{"$f":"IF($D78=\" \",\" \",BH78*BJ78)","v":1.3182476488397072},0.56484180588510946,{"$f":"IF($D78=\" \",\" \",SUM(BM68:BM77))","v":1.7704071999999997},{"$f":"IF($D78=\" \",\" \",SUM(BN68:BN77))","v":2.4144485333333332},{"$f":"IF($D78=\" \",\" \",BL78*BN78)","v":1.3637814697846538},0.57932492911293265,{"$f":"IF($D78=\" \",\" \",SUM(BQ68:BQ77))","v":1.7261470200000002},{"$f":"IF($D78=\" \",\" \",SUM(BR68:BR77))","v":2.4326853893333338},{"$f":"IF($D78=\" \",\" \",BP78*BR78)","v":1.4093152907296005},0.59457032198432547,{"$f":"IF($D78=\" \",\" \",SUM(BU68:BU77))","v":1.6818868400000004},{"$f":"IF($D78=\" \",\" \",SUM(BV68:BV77))","v":2.4468915751111115},{"$f":"IF($D78=\" \",\" \",BT78*BV78)","v":1.454849111674547},0.61063979014606418,{"$f":"IF($D78=\" \",\" \",SUM(BY68:BY77))","v":1.63762666},{"$f":"IF($D78=\" \",\" \",SUM(BZ68:BZ77))","v":2.457067090666667},{"$f":"IF($D78=\" \",\" \",BX78*BZ78)","v":1.500382932619494},0.62760200653901044,{"$f":"IF($D78=\" \",\" \",SUM(CC68:CC77))","v":1.59336648},{"$f":"IF($D78=\" \",\" \",SUM(CD68:CD77))","v":2.4632119360000004},{"$f":"IF($D78=\" \",\" \",CB78*CD78)","v":1.5459167535644409},0.64553349244012492,{"$f":"IF($D78=\" \",\" \",SUM(CG68:CG77))","v":1.5491063},{"$f":"IF($D78=\" \",\" \",SUM(CH68:CH77))","v":2.4653261111111111},{"$f":"IF($D78=\" \",\" \",CF78*CH78)","v":1.591450574509387},0.66451977162954035,{"$f":"IF($D78=\" \",\" \",SUM(CK68:CK77))","v":1.5048461200000003},{"$f":"IF($D78=\" \",\" \",SUM(CL68:CL77))","v":2.4634096160000007},{"$f":"IF($D78=\" \",\" \",CJ78*CL78)","v":1.6369843954543342},0.68465673440619312,{"$f":"IF($D78=\" \",\" \",SUM(CO68:CO77))","v":1.4605859400000001},{"$f":"IF($D78=\" \",\" \",SUM(CP68:CP77))","v":2.4574624506666667},{"$f":"IF($D78=\" \",\" \",CN78*CP78)","v":1.6825182163992805},{"$f":"IF($D78=\" \",\" \",1/CS78)","v":0.70605225735638666},{"$f":"IF($D78=\" \",\" \",SUM(CS68:CS77))","v":1.4163257600000001},{"$f":"IF($D78=\" \",\" \",SUM(CT68:CT77))","v":2.4474846151111116},{"$f":"IF($D78=\" \",\" \",CR78*CT78)","v":1.7280520373442274},0.72882813662594748,{"$f":"IF($D78=\" \",\" \",SUM(CW68:CW77))","v":1.3720655800000001},{"$f":"IF($D78=\" \",\" \",SUM(CX68:CX77))","v":2.4334761093333337},{"$f":"IF($D78=\" \",\" \",CV78*CX78)","v":1.7735858582891739},0.75312240784681228,{"$f":"IF($D78=\" \",\" \",SUM(DA68:DA77))","v":1.3278054000000004},{"$f":"IF($D78=\" \",\" \",SUM(DB68:DB77))","v":2.4154369333333334},{"$f":"IF($D78=\" \",\" \",CZ78*DB78)","v":1.8191196792341202},0.77909214604842658,{"$f":"IF($D78=\" \",\" \",SUM(DE68:DE77))","v":1.2835452200000002},{"$f":"IF($D78=\" \",\" \",SUM(DF68:DF77))","v":2.3933670871111112},{"$f":"IF($D78=\" \",\" \",DD78*DF78)","v":1.8646535001790672},0.80691686555015596,{"$f":"IF($D78=\" \",\" \",SUM(DI68:DI77))","v":1.2392850400000004},{"$f":"IF($D78=\" \",\" \",SUM(DJ68:DJ77))","v":2.3672665706666671},{"$f":"IF($D78=\" \",\" \",DH78*DJ78)","v":1.9101873211240139},0.83680267538534692,{"$f":"IF($D78=\" \",\" \",SUM(DM68:DM77))","v":1.1950248600000004},{"$f":"IF($D78=\" \",\" \",SUM(DN68:DN77))","v":2.3371353840000006},{"$f":"IF($D78=\" \",\" \",DL78*DN78)","v":1.9557211420689606},0.8689873936693987,{"$f":"IF($D78=\" \",\" \",SUM(DQ68:DQ77))","v":1.1507646800000004},{"$f":"IF($D78=\" \",\" \",SUM(DR68:DR77))","v":2.3029735271111118},{"$f":"IF($D78=\" \",\" \",DP78*DR78)","v":2.0012549630139072},0.90374688941617476,{"$f":"IF($D78=\" \",\" \",SUM(DU68:DU77))","v":1.1065045000000002},{"$f":"IF($D78=\" \",\" \",SUM(DV68:DV77))","v":2.2647810000000002},{"$f":"IF($D78=\" \",\" \",DT78*DV78)","v":2.0467887839588537},0.94140300980851543,{"$f":"IF($D78=\" \",\" \",SUM(DY68:DY77))","v":1.0622443200000002},{"$f":"IF($D78=\" \",\" \",SUM(DZ68:DZ77))","v":2.2225578026666666},{"$f":"IF($D78=\" \",\" \",DX78*DZ78)","v":2.0923226049038006},0.98233357545236388,{"$f":"IF($D78=\" \",\" \",SUM(EC68:EC77))","v":1.0179841400000003},{"$f":"IF($D78=\" \",\" \",SUM(ED68:ED77))","v":2.1763039351111111},{"$f":"IF($D78=\" \",\" \",EB78*ED78)","v":2.1378564258487471},1.0269851016092897,{"$f":"IF($D78=\" \",\" \",SUM(EG68:EG77))","v":0.97372396000000017},{"$f":"IF($D78=\" \",\" \",SUM(EH68:EH77))","v":2.1260193973333337},{"$f":"IF($D78=\" \",\" \",EF78*EH78)","v":2.1833902467936945},1.0758891540668749,{"$f":"IF($D78=\" \",\" \",SUM(EK68:EK77))","v":0.92946378000000007},{"$f":"IF($D78=\" \",\" \",SUM(EL68:EL77))","v":2.0717041893333334},{"$f":"IF($D78=\" \",\" \",EJ78*EL78)","v":2.228924067738641},1.1296836117702189,{"$f":"IF($D78=\" \",\" \",SUM(EO68:EO77))","v":0.88520359999999987},{"$f":"IF($D78=\" \",\" \",SUM(EP68:EP77))","v":2.0133583111111113},{"$f":"IF($D78=\" \",\" \",EN78*EP78)","v":2.2744578886835884},1.1891406439686509,{"$f":"IF($D78=\" \",\" \",SUM(ES68:ES77))","v":0.84094342000000022},{"$f":"IF($D78=\" \",\" \",SUM(ET68:ET77))","v":1.950981762666667},{"$f":"IF($D78=\" \",\" \",ER78*ET78)","v":2.3199917096285341},1.2552040130780209,{"$f":"IF($D78=\" \",\" \",SUM(EW68:EW77))","v":0.79668324000000001},{"$f":"IF($D78=\" \",\" \",SUM(EX68:EX77))","v":1.8845745439999999},{"$f":"IF($D78=\" \",\" \",EV78*EX78)","v":2.365525530573481},1.3290395432590807,{"$f":"IF($D78=\" \",\" \",SUM(FA68:FA77))","v":0.75242306000000014},{"$f":"IF($D78=\" \",\" \",SUM(FB68:FB77))","v":1.8141366551111116},{"$f":"IF($D78=\" \",\" \",EZ78*FB78)","v":2.411059351518428},{"$f":"IF($D78=\" \",\" \",1/FE78)","v":1.4121045147127733},{"$f":"IF($D78=\" \",\" \",SUM(FE68:FE77))","v":0.70816288000000005},{"$f":"IF($D78=\" \",\" \",SUM(FF68:FF77))","v":1.7396680959999999},{"$f":"IF($D78=\" \",\" \",FD78*FF78)","v":2.4565931724633741},1.5062448156936246,{"$f":"IF($D78=\" \",\" \",SUM(FI68:FI77))","v":0.66390270000000018},{"$f":"IF($D78=\" \",\" \",SUM(FJ68:FJ77))","v":1.6611688666666669},{"$f":"IF($D78=\" \",\" \",FH78*FJ78)","v":2.502126993408321},1.6138337311003119,{"$f":"IF($D78=\" \",\" \",SUM(FM68:FM77))","v":0.6196425200000002},{"$f":"IF($D78=\" \",\" \",SUM(FN68:FN77))","v":1.5786389671111116},{"$f":"IF($D78=\" \",\" \",FL78*FN78)","v":2.547660814353268},1.7379747873387974,{"$f":"IF($D78=\" \",\" \",SUM(FQ68:FQ77))","v":0.57538234000000021},{"$f":"IF($D78=\" \",\" \",SUM(FR68:FR77))","v":1.4920783973333336},{"$f":"IF($D78=\" \",\" \",FP78*FR78)","v":2.593194635298214},1.8828060196170309,{"$f":"IF($D78=\" \",\" \",SUM(FU68:FU77))","v":0.53112216000000012},{"$f":"IF($D78=\" \",\" \",SUM(FV68:FV77))","v":1.4014871573333336},{"$f":"IF($D78=\" \",\" \",FT78*FV78)","v":2.6387284562431614},2.0539702032185794,{"$f":"IF($D78=\" \",\" \",SUM(FY68:FY77))","v":0.48686198000000008},{"$f":"IF($D78=\" \",\" \",SUM(FZ68:FZ77))","v":1.3068652471111113},{"$f":"IF($D78=\" \",\" \",FX78*FZ78)","v":2.6842622771881084},2.2593672235404378,{"$f":"IF($D78=\" \",\" \",SUM(GC68:GC77))","v":0.44260179999999993},{"$f":"IF($D78=\" \",\" \",SUM(GD68:GD77))","v":1.2082126666666666},{"$f":"IF($D78=\" \",\" \",GB78*GD78)","v":2.7297960981330549},2.5104080261560417,{"$f":"IF($D78=\" \",\" \",SUM(GG68:GG77))","v":0.39834162000000001},{"$f":"IF($D78=\" \",\" \",SUM(GH68:GH77))","v":1.105529416},{"$f":"IF($D78=\" \",\" \",GF78*GH78)","v":2.7753299190780014},2.8242090294255466,{"$f":"IF($D78=\" \",\" \",SUM(GK68:GK77))","v":0.35408144000000003},{"$f":"IF($D78=\" \",\" \",SUM(GL68:GL77))","v":0.99881549511111123},{"$f":"IF($D78=\" \",\" \",GJ78*GL78)","v":2.8208637400229484},3.2276674622006238,{"$f":"IF($D78=\" \",\" \",SUM(GO68:GO77))","v":0.3098212600000001},{"$f":"IF($D78=\" \",\" \",SUM(GP68:GP77))","v":0.88807090399999999},{"$f":"IF($D78=\" \",\" \",GN78*GP78)","v":2.866397560967894},3.7656120392340617,{"$f":"IF($D78=\" \",\" \",SUM(GS68:GS77))","v":0.26556108000000006},{"$f":"IF($D78=\" \",\" \",SUM(GT68:GT77))","v":0.77329564266666673},{"$f":"IF($D78=\" \",\" \",GR78*GT78)","v":2.9119313819128414},4.5187344470808757,{"$f":"IF($D78=\" \",\" \",SUM(GW68:GW77))","v":0.22130089999999997},{"$f":"IF($D78=\" \",\" \",SUM(GX68:GX77))","v":0.65448971111111121},{"$f":"IF($D78=\" \",\" \",GV78*GX78)","v":2.9574652028577892},5.6484180588510933,{"$f":"IF($D78=\" \",\" \",SUM(HA68:HA77))","v":0.17704072000000001},{"$f":"IF($D78=\" \",\" \",SUM(HB68:HB77))","v":0.8132531093333335},{"$f":"IF($D78=\" \",\" \",GZ78*HB78)","v":4.5935935491752033},7.5312240784681235,{"$f":"IF($D78=\" \",\" \",SUM(HE68:HE77))","v":0.13278054000000003},{"$f":"IF($D78=\" \",\" \",SUM(HF68:HF77))","v":0.82718583733333351},{"$f":"IF($D78=\" \",\" \",HD78*HF78)","v":6.2297218954926175},11.296836117702187,{"$f":"IF($D78=\" \",\" \",SUM(HI68:HI77))","v":8.8520360000000006E-2},{"$f":"IF($D78=\" \",\" \",SUM(HJ68:HJ77))","v":0.696287895111111},{"$f":"IF($D78=\" \",\" \",HH78*HJ78)","v":7.8658502418100307},22.593672235404373,{"$f":"IF($D78=\" \",\" \",SUM(HM68:HM77))","v":4.4260180000000003E-2},{"$f":"IF($D78=\" \",\" \",SUM(HN68:HN77))","v":0.4205592826666667},{"$f":"IF($D78=\" \",\" \",HL78*HN78)","v":9.5019785881274466},null,{"$f":"IF($D78=\"Full\",'Failure Persistence Storage'!AB78,0)","v":0.46109535174294636},{"$f":"IF($D78=\"Full\",'Failure Persistence Storage'!AE78,0)","v":0.40891112507902133},{"$f":"IF($D78=\"Full\",'Failure Persistence Storage'!AF78,0)","v":0.47070150490425772},{"$f":"IF($D78=\"Full\",'Failure Persistence Storage'!AI78,0)","v":0.81782225015804266},{"$f":"IF($D78=\"Full\",'Failure Persistence Storage'!AJ78,0)","v":0.48071643054051855},{"$f":"IF($D78=\"Full\",'Failure Persistence Storage'!AM78,0)","v":1.0450447231700266},{"$f":"IF($D78=\"Full\",'Failure Persistence Storage'!AN78,0)","v":0.49116678772618194},{"$f":"IF($D78=\"Full\",'Failure Persistence Storage'!AQ78,0)","v":1.0905785441149731},{"$f":"IF($D78=\"Full\",'Failure Persistence Storage'!AR78,0)","v":0.50208160523120826},{"$f":"IF($D78=\"Full\",'Failure Persistence Storage'!AU78,0)","v":1.1361123650599203},{"$f":"IF($D78=\"Full\",'Failure Persistence Storage'!AV78,0)","v":0.51349255080464484},{"$f":"IF($D78=\"Full\",'Failure Persistence Storage'!AY78,0)","v":1.181646186004867},{"$f":"IF($D78=\"Full\",'Failure Persistence Storage'!AZ78,0)","v":0.52543423803265987},{"$f":"IF($D78=\"Full\",'Failure Persistence Storage'!BC78,0)","v":1.2271800069498136},{"$f":"IF($D78=\"Full\",'Failure Persistence Storage'!BD78,0)","v":0.53794457703343745},{"$f":"IF($D78=\"Full\",'Failure Persistence Storage'!BG78,0)","v":1.2727138278947603},{"$f":"IF($D78=\"Full\",'Failure Persistence Storage'!BH78,0)","v":0.55106517647327746},{"$f":"IF($D78=\"Full\",'Failure Persistence Storage'!BK78,0)","v":1.3182476488397072},{"$f":"IF($D78=\"Full\",'Failure Persistence Storage'!BL78,0)","v":0.56484180588510946},{"$f":"IF($D78=\"Full\",'Failure Persistence Storage'!BO78,0)","v":1.3637814697846538},{"$f":"IF($D78=\"Full\",'Failure Persistence Storage'!BP78,0)","v":0.57932492911293265},{"$f":"IF($D78=\"Full\",'Failure Persistence Storage'!BS78,0)","v":1.4093152907296005},{"$f":"IF($D78=\"Full\",'Failure Persistence Storage'!BT78,0)","v":0.59457032198432547},{"$f":"IF($D78=\"Full\",'Failure Persistence Storage'!BW78,0)","v":1.454849111674547},{"$f":"IF($D78=\"Full\",'Failure Persistence Storage'!BX78,0)","v":0.61063979014606418},{"$f":"IF($D78=\"Full\",'Failure Persistence Storage'!CA78,0)","v":1.500382932619494},{"$f":"IF($D78=\"Full\",'Failure Persistence Storage'!CB78,0)","v":0.62760200653901044},{"$f":"IF($D78=\"Full\",'Failure Persistence Storage'!CE78,0)","v":1.5459167535644409},{"$f":"IF($D78=\"Full\",'Failure Persistence Storage'!CF78,0)","v":0.64553349244012492},{"$f":"IF($D78=\"Full\",'Failure Persistence Storage'!CI78,0)","v":1.591450574509387},{"$f":"IF($D78=\"Full\",'Failure Persistence Storage'!CJ78,0)","v":0.66451977162954035},{"$f":"IF($D78=\"Full\",'Failure Persistence Storage'!CM78,0)","v":1.6369843954543342},{"$f":"IF($D78=\"Full\",'Failure Persistence Storage'!CN78,0)","v":0.68465673440619312},{"$f":"IF($D78=\"Full\",'Failure Persistence Storage'!CQ78,0)","v":1.6825182163992805},{"$f":"IF($D78=\"Full\",'Failure Persistence Storage'!CR78,0)","v":0.70605225735638666},{"$f":"IF($D78=\"Full\",'Failure Persistence Storage'!CU78,0)","v":1.7280520373442274},{"$f":"IF($D78=\"Full\",'Failure Persistence Storage'!CV78,0)","v":0.72882813662594748},{"$f":"IF($D78=\"Full\",'Failure Persistence Storage'!CY78,0)","v":1.7735858582891739},{"$f":"IF($D78=\"Full\",'Failure Persistence Storage'!CZ78,0)","v":0.75312240784681228},{"$f":"IF($D78=\"Full\",'Failure Persistence Storage'!DC78,0)","v":1.8191196792341202},{"$f":"IF($D78=\"Full\",'Failure Persistence Storage'!DD78,0)","v":0.77909214604842658},{"$f":"IF($D78=\"Full\",'Failure Persistence Storage'!DG78,0)","v":1.8646535001790672},{"$f":"IF($D78=\"Full\",'Failure Persistence Storage'!DH78,0)","v":0.80691686555015596},{"$f":"IF($D78=\"Full\",'Failure Persistence Storage'!DK78,0)","v":1.9101873211240139},{"$f":"IF($D78=\"Full\",'Failure Persistence Storage'!DL78,0)","v":0.83680267538534692},{"$f":"IF($D78=\"Full\",'Failure Persistence Storage'!DO78,0)","v":1.9557211420689606},{"$f":"IF($D78=\"Full\",'Failure Persistence Storage'!DP78,0)","v":0.8689873936693987},{"$f":"IF($D78=\"Full\",'Failure Persistence Storage'!DS78,0)","v":2.0012549630139072},{"$f":"IF($D78=\"Full\",'Failure Persistence Storage'!DT78,0)","v":0.90374688941617476},{"$f":"IF($D78=\"Full\",'Failure Persistence Storage'!DW78,0)","v":2.0467887839588537},{"$f":"IF($D78=\"Full\",'Failure Persistence Storage'!DX78,0)","v":0.94140300980851543},{"$f":"IF($D78=\"Full\",'Failure Persistence Storage'!EA78,0)","v":2.0923226049038006},{"$f":"IF($D78=\"Full\",'Failure Persistence Storage'!EB78,0)","v":0.98233357545236388},{"$f":"IF($D78=\"Full\",'Failure Persistence Storage'!EE78,0)","v":2.1378564258487471},{"$f":"IF($D78=\"Full\",'Failure Persistence Storage'!EF78,0)","v":1.0269851016092897},{"$f":"IF($D78=\"Full\",'Failure Persistence Storage'!EI78,0)","v":2.1833902467936945},{"$f":"IF($D78=\"Full\",'Failure Persistence Storage'!EJ78,0)","v":1.0758891540668749},{"$f":"IF($D78=\"Full\",'Failure Persistence Storage'!EM78,0)","v":2.228924067738641},{"$f":"IF($D78=\"Full\",'Failure Persistence Storage'!EN78,0)","v":1.1296836117702189},{"$f":"IF($D78=\"Full\",'Failure Persistence Storage'!EQ78,0)","v":2.2744578886835884},{"$f":"IF($D78=\"Full\",'Failure Persistence Storage'!ER78,0)","v":1.1891406439686509},{"$f":"IF($D78=\"Full\",'Failure Persistence Storage'!EU78,0)","v":2.3199917096285341},{"$f":"IF($D78=\"Full\",'Failure Persistence Storage'!EV78,0)","v":1.2552040130780209},{"$f":"IF($D78=\"Full\",'Failure Persistence Storage'!EY78,0)","v":2.365525530573481},{"$f":"IF($D78=\"Full\",'Failure Persistence Storage'!EZ78,0)","v":1.3290395432590807},{"$f":"IF($D78=\"Full\",'Failure Persistence Storage'!FC78,0)","v":2.411059351518428},{"$f":"IF($D78=\"Full\",'Failure Persistence Storage'!FD78,0)","v":1.4121045147127733},{"$f":"IF($D78=\"Full\",'Failure Persistence Storage'!FG78,0)","v":2.4565931724633741},{"$f":"IF($D78=\"Full\",'Failure Persistence Storage'!FH78,0)","v":1.5062448156936246},{"$f":"IF($D78=\"Full\",'Failure Persistence Storage'!FK78,0)","v":2.502126993408321},{"$f":"IF($D78=\"Full\",'Failure Persistence Storage'!FL78,0)","v":1.6138337311003119},{"$f":"IF($D78=\"Full\",'Failure Persistence Storage'!FO78,0)","v":2.547660814353268},{"$f":"IF($D78=\"Full\",'Failure Persistence Storage'!FP78,0)","v":1.7379747873387974},{"$f":"IF($D78=\"Full\",'Failure Persistence Storage'!FS78,0)","v":2.593194635298214},{"$f":"IF($D78=\"Full\",'Failure Persistence Storage'!FT78,0)","v":1.8828060196170309},{"$f":"IF($D78=\"Full\",'Failure Persistence Storage'!FW78,0)","v":2.6387284562431614},{"$f":"IF($D78=\"Full\",'Failure Persistence Storage'!FX78,0)","v":2.0539702032185794},{"$f":"IF($D78=\"Full\",'Failure Persistence Storage'!GA78,0)","v":2.6842622771881084},{"$f":"IF($D78=\"Full\",'Failure Persistence Storage'!GB78,0)","v":2.2593672235404378},{"$f":"IF($D78=\"Full\",'Failure Persistence Storage'!GE78,0)","v":2.7297960981330549},{"$f":"IF($D78=\"Full\",'Failure Persistence Storage'!GF78,0)","v":2.5104080261560417},{"$f":"IF($D78=\"Full\",'Failure Persistence Storage'!GI78,0)","v":2.7753299190780014},{"$f":"IF($D78=\"Full\",'Failure Persistence Storage'!GJ78,0)","v":2.8242090294255466},{"$f":"IF($D78=\"Full\",'Failure Persistence Storage'!GM78,0)","v":2.8208637400229484},{"$f":"IF($D78=\"Full\",'Failure Persistence Storage'!GN78,0)","v":3.2276674622006238},{"$f":"IF($D78=\"Full\",'Failure Persistence Storage'!GQ78,0)","v":2.866397560967894},{"$f":"IF($D78=\"Full\",'Failure Persistence Storage'!GR78,0)","v":3.7656120392340617},{"$f":"IF($D78=\"Full\",'Failure Persistence Storage'!GU78,0)","v":2.9119313819128414},{"$f":"IF($D78=\"Full\",'Failure Persistence Storage'!GV78,0)","v":4.5187344470808757},{"$f":"IF($D78=\"Full\",'Failure Persistence Storage'!GY78,0)","v":2.9574652028577892},{"$f":"IF($D78=\"Full\",'Failure Persistence Storage'!GZ78,0)","v":5.6484180588510933},{"$f":"IF($D78=\"Full\",'Failure Persistence Storage'!HC78,0)","v":4.5935935491752033},{"$f":"IF($D78=\"Full\",'Failure Persistence Storage'!HD78,0)","v":7.5312240784681235},{"$f":"IF($D78=\"Full\",'Failure Persistence Storage'!HG78,0)","v":6.2297218954926175},{"$f":"IF($D78=\"Full\",'Failure Persistence Storage'!HH78,0)","v":11.296836117702187},{"$f":"IF($D78=\"Full\",'Failure Persistence Storage'!HK78,0)","v":7.8658502418100307},{"$f":"IF($D78=\"Full\",'Failure Persistence Storage'!HL78,0)","v":22.593672235404373},{"$f":"IF($D78=\"Full\",'Failure Persistence Storage'!HO78,0)","v":9.5019785881274466}]
[null,"Pipe A, 1",null,null,null,null,null,null,null,null,null,null,null,null,null,null,null,null,null,null,null,null,null,null,null,null,null,null,null,null,null,null,null,null,null,null,null,null,null,null,null,null,null,null,null,null,null,null,null,null,null,null,null,null,null,null,null,null,null,null,null,null,null,null,null,null,null,null,null,null,null,null,null,null,null,null,null,null,null,null,null,null,null,null,null,null,null,null,null,null,null,null,null,null,null,null,null,null,null,null,null,null,null,null,null,null,null,null,null,null,null,null,null,null,null,null,null,null,null,null,null,null,null,null,null,null,null,null,null,null,null,null,null,null,null,null,null,null,null,null,null,null,null,null,null,null,null,null,null,null,null,null,null,null,null,null,null,null,null,null,null,null,null,null,null,null,null,null,null,null,null,null,null,null,null,null,null,null,null,null,null,null,null,null,null,null,null,null,null,null,null,null,null,null,null,null,null,null,null,null,null,null,null,null,null,null,null,null,null,null,null,null,null,null,null,null,null,null,null,null,null,null,null,null,{"$f":"IF($D79=\"Full\",'Failure Persistence Storage'!AB79,0)","v":0},{"$f":"IF($D79=\"Full\",'Failure Persistence Storage'!AE79,0)","v":0},{"$f":"IF($D79=\"Full\",'Failure Persistence Storage'!AF79,0)","v":0},{"$f":"IF($D79=\"Full\",'Failure Persistence Storage'!AI79,0)","v":0},{"$f":"IF($D79=\"Full\",'Failure Persistence Storage'!AJ79,0)","v":0},{"$f":"IF($D79=\"Full\",'Failure Persistence Storage'!AM79,0)","v":0},{"$f":"IF($D79=\"Full\",'Failure Persistence Storage'!AN79,0)","v":0},{"$f":"IF($D79=\"Full\",'Failure Persistence Storage'!AQ79,0)","v":0},{"$f":"IF($D79=\"Full\",'Failure Persistence Storage'!AR79,0)","v":0},{"$f":"IF($D79=\"Full\",'Failure Persistence Storage'!AU79,0)","v":0},{"$f":"IF($D79=\"Full\",'Failure Persistence Storage'!AV79,0)","v":0},{"$f":"IF($D79=\"Full\",'Failure Persistence Storage'!AY79,0)","v":0},{"$f":"IF($D79=\"Full\",'Failure Persistence Storage'!AZ79,0)","v":0},{"$f":"IF($D79=\"Full\",'Failure Persistence Storage'!BC79,0)","v":0},{"$f":"IF($D79=\"Full\",'Failure Persistence Storage'!BD79,0)","v":0},{"$f":"IF($D79=\"Full\",'Failure Persistence Storage'!BG79,0)","v":0},{"$f":"IF($D79=\"Full\",'Failure Persistence Storage'!BH79,0)","v":0},{"$f":"IF($D79=\"Full\",'Failure Persistence Storage'!BK79,0)","v":0},{"$f":"IF($D79=\"Full\",'Failure Persistence Storage'!BL79,0)","v":0},{"$f":"IF($D79=\"Full\",'Failure Persistence Storage'!BO79,0)","v":0},{"$f":"IF($D79=\"Full\",'Failure Persistence Storage'!BP79,0)","v":0},{"$f":"IF($D79=\"Full\",'Failure Persistence Storage'!BS79,0)","v":0},{"$f":"IF($D79=\"Full\",'Failure Persistence Storage'!BT79,0)","v":0},{"$f":"IF($D79=\"Full\",'Failure Persistence Storage'!BW79,0)","v":0},{"$f":"IF($D79=\"Full\",'Failure Persistence Storage'!BX79,0)","v":0},{"$f":"IF($D79=\"Full\",'Failure Persistence Storage'!CA79,0)","v":0},{"$f":"IF($D79=\"Full\",'Failure Persistence Storage'!CB79,0)","v":0},{"$f":"IF($D79=\"Full\",'Failure Persistence Storage'!CE79,0)","v":0},{"$f":"IF($D79=\"Full\",'Failure Persistence Storage'!CF79,0)","v":0},{"$f":"IF($D79=\"Full\",'Failure Persistence Storage'!CI79,0)","v":0},{"$f":"IF($D79=\"Full\",'Failure Persistence Storage'!CJ79,0)","v":0},{"$f":"IF($D79=\"Full\",'Failure Persistence Storage'!CM79,0)","v":0},{"$f":"IF($D79=\"Full\",'Failure Persistence Storage'!CN79,0)","v":0},{"$f":"IF($D79=\"Full\",'Failure Persistence Storage'!CQ79,0)","v":0},{"$f":"IF($D79=\"Full\",'Failure Persistence Storage'!CR79,0)","v":0},{"$f":"IF($D79=\"Full\",'Failure Persistence Storage'!CU79,0)","v":0},{"$f":"IF($D79=\"Full\",'Failure Persistence Storage'!CV79,0)","v":0},{"$f":"IF($D79=\"Full\",'Failure Persistence Storage'!CY79,0)","v":0},{"$f":"IF($D79=\"Full\",'Failure Persistence Storage'!CZ79,0)","v":0},{"$f":"IF($D79=\"Full\",'Failure Persistence Storage'!DC79,0)","v":0},{"$f":"IF($D79=\"Full\",'Failure Persistence Storage'!DD79,0)","v":0},{"$f":"IF($D79=\"Full\",'Failure Persistence Storage'!DG79,0)","v":0},{"$f":"IF($D79=\"Full\",'Failure Persistence Storage'!DH79,0)","v":0},{"$f":"IF($D79=\"Full\",'Failure Persistence Storage'!DK79,0)","v":0},{"$f":"IF($D79=\"Full\",'Failure Persistence Storage'!DL79,0)","v":0},{"$f":"IF($D79=\"Full\",'Failure Persistence Storage'!DO79,0)","v":0},{"$f":"IF($D79=\"Full\",'Failure Persistence Storage'!DP79,0)","v":0},{"$f":"IF($D79=\"Full\",'Failure Persistence Storage'!DS79,0)","v":0},{"$f":"IF($D79=\"Full\",'Failure Persistence Storage'!DT79,0)","v":0},{"$f":"IF($D79=\"Full\",'Failure Persistence Storage'!DW79,0)","v":0},{"$f":"IF($D79=\"Full\",'Failure Persistence Storage'!DX79,0)","v":0},{"$f":"IF($D79=\"Full\",'Failure Persistence Storage'!EA79,0)","v":0},{"$f":"IF($D79=\"Full\",'Failure Persistence Storage'!EB79,0)","v":0},{"$f":"IF($D79=\"Full\",'Failure Persistence Storage'!EE79,0)","v":0},{"$f":"IF($D79=\"Full\",'Failure Persistence Storage'!EF79,0)","v":0},{"$f":"IF($D79=\"Full\",'Failure Persistence Storage'!EI79,0)","v":0},{"$f":"IF($D79=\"Full\",'Failure Persistence Storage'!EJ79,0)","v":0},{"$f":"IF($D79=\"Full\",'Failure Persistence Storage'!EM79,0)","v":0},{"$f":"IF($D79=\"Full\",'Failure Persistence Storage'!EN79,0)","v":0},{"$f":"IF($D79=\"Full\",'Failure Persistence Storage'!EQ79,0)","v":0},{"$f":"IF($D79=\"Full\",'Failure Persistence Storage'!ER79,0)","v":0},{"$f":"IF($D79=\"Full\",'Failure Persistence Storage'!EU79,0)","v":0},{"$f":"IF($D79=\"Full\",'Failure Persistence Storage'!EV79,0)","v":0},{"$f":"IF($D79=\"Full\",'Failure Persistence Storage'!EY79,0)","v":0},{"$f":"IF($D79=\"Full\",'Failure Persistence Storage'!EZ79,0)","v":0},{"$f":"IF($D79=\"Full\",'Failure Persistence Storage'!FC79,0)","v":0},{"$f":"IF($D79=\"Full\",'Failure Persistence Storage'!FD79,0)","v":0},{"$f":"IF($D79=\"Full\",'Failure Persistence Storage'!FG79,0)","v":0},{"$f":"IF($D79=\"Full\",'Failure Persistence Storage'!FH79,0)","v":0},{"$f":"IF($D79=\"Full\",'Failure Persistence Storage'!FK79,0)","v":0},{"$f":"IF($D79=\"Full\",'Failure Persistence Storage'!FL79,0)","v":0},{"$f":"IF($D79=\"Full\",'Failure Persistence Storage'!FO79,0)","v":0},{"$f":"IF($D79=\"Full\",'Failure Persistence Storage'!FP79,0)","v":0},{"$f":"IF($D79=\"Full\",'Failure Persistence Storage'!FS79,0)","v":0},{"$f":"IF($D79=\"Full\",'Failure Persistence Storage'!FT79,0)","v":0},{"$f":"IF($D79=\"Full\",'Failure Persistence Storage'!FW79,0)","v":0},{"$f":"IF($D79=\"Full\",'Failure Persistence Storage'!FX79,0)","v":0},{"$f":"IF($D79=\"Full\",'Failure Persistence Storage'!GA79,0)","v":0},{"$f":"IF($D79=\"Full\",'Failure Persistence Storage'!GB79,0)","v":0},{"$f":"IF($D79=\"Full\",'Failure Persistence Storage'!GE79,0)","v":0},{"$f":"IF($D79=\"Full\",'Failure Persistence Storage'!GF79,0)","v":0},{"$f":"IF($D79=\"Full\",'Failure Persistence Storage'!GI79,0)","v":0},{"$f":"IF($D79=\"Full\",'Failure Persistence Storage'!GJ79,0)","v":0},{"$f":"IF($D79=\"Full\",'Failure Persistence Storage'!GM79,0)","v":0},{"$f":"IF($D79=\"Full\",'Failure Persistence Storage'!GN79,0)","v":0},{"$f":"IF($D79=\"Full\",'Failure Persistence Storage'!GQ79,0)","v":0},{"$f":"IF($D79=\"Full\",'Failure Persistence Storage'!GR79,0)","v":0},{"$f":"IF($D79=\"Full\",'Failure Persistence Storage'!GU79,0)","v":0},{"$f":"IF($D79=\"Full\",'Failure Persistence Storage'!GV79,0)","v":0},{"$f":"IF($D79=\"Full\",'Failure Persistence Storage'!GY79,0)","v":0},{"$f":"IF($D79=\"Full\",'Failure Persistence Storage'!GZ79,0)","v":0},{"$f":"IF($D79=\"Full\",'Failure Persistence Storage'!HC79,0)","v":0},{"$f":"IF($D79=\"Full\",'Failure Persistence Storage'!HD79,0)","v":0},{"$f":"IF($D79=\"Full\",'Failure Persistence Storage'!HG79,0)","v":0},{"$f":"IF($D79=\"Full\",'Failure Persistence Storage'!HH79,0)","v":0},{"$f":"IF($D79=\"Full\",'Failure Persistence Storage'!HK79,0)","v":0},{"$f":"IF($D79=\"Full\",'Failure Persistence Storage'!HL79,0)","v":0},{"$f":"IF($D79=\"Full\",'Failure Persistence Storage'!HO79,0)","v":0}]
[null,1,"Pipe","Full",350,29.931999999999999,"MS",{"$f":"50-2019+C38","v":67},{"$f":"IF(C80=\"Valve\",0.002,IF(C80=\"Pipe\",IF(G80=\"PVC\",IF(H80<C$38-1986,2.4287*EXP(0.0206*H80),16.746*EXP(0.047*H80)),IF(G80=\"AC\",IF(E80<150,1.6*EXP(0.0526*H80),IF(E80<200,0.9585*EXP(0.0562*H80),IF(E80<300,0.95*EXP(0.0511*H80),0.1749*EXP(0.0701*H80)))),IF(G80=\"DI\",IF(E80<150,1.6*EXP(0.0285*H80),IF(E80<200,1.5302*EXP(0.0264*H80),IF(E80<300,0.95*EXP(0.031*H80),0.7*EXP(0.0327*H80)))),IF(G80=\"MS\",IF(E80<150,3.7022*EXP(0.0673*H80),IF(E80<200,1.8319*EXP(0.0592*H80),IF(E80<300,1.5626*EXP(0.0409*H80),IF(E80<400,1.35*EXP(0.0409*H80),0.55*EXP(0.0136*H80))))),IF(G80=\"CI\",IF(E80<150,IF(H80<C$38-1951,9.4549*EXP(0.0284*H80),0.15*EXP(0.0518*H80)),IF(E80<200,IF(H80<C$38-1951,8.4483*EXP(0.0279*H80),0.1*EXP(0.0529*H80)),IF(E80<300,IF(H80<C$38-1941,3.3385*EXP(0.0307*H80),0.05*EXP(0.0526*H80)),IF(E80>=300,IF(H80<C$38-1941,3.3*EXP(0.0292*H80),0.05*EXP(0.0491*H80)))))))))))*F80/100000,\" \"))","v":6.2598895969114424E-3},{"$f":"IF(E80>0,(16.46422001685-14.62447203985*EXP(-0.0000160509317449*(E80^1.58185552616))),\" \")","v":4.1231685816214796},{"$f":"IF(E80>0,(21.94905229466-21.235810579596*EXP(-0.000516425232405*(E80^1.18195509065))),\" \")","v":9.3841967634073633},{"$f":"IF(E80>0,(27.905851492255-27.5285572886*EXP(-0.00442683880468*(E80^0.887671409005))),\" \")","v":15.566107260479104},null,null,null,null,null,null,null,null,null,null,null,null,null,null,null,163.00737376722486,{"$f":"IF($D80=0,\" \",1/AB80)","v":6.1346918049732142E-3},{"$f":"IF($D80=0,\" \",IF(AB$37<5,$J80/5*AB$37,IF(AB$37<=90,MIN(($J80+($K80-$J80)/45*(AB$37-5)),$L80),$L80-($L80-MIN(($J80+($K80-$J80)/45*85),$L80))/5*(95-AB$37)))/AB80)","v":1.0117747403278528E-2},{"$f":"IF($D80=0,\" \",AB80*AD80)","v":1.6492674326485919},{"$f":"IF($D80=0,\" \",1/($I80*(100-AF$37)/100))","v":166.40336072070872},{"$f":"IF($D80=0,\" \",1/AF80)","v":6.0094940130349852E-3},{"$f":"IF($D80=0,\" \",IF(AF$37<5,$J80/5*AF$37,IF(AF$37<=90,MIN(($J80+($K80-$J80)/45*(AF$37-5)),$L80),$L80-($L80-MIN(($J80+($K80-$J80)/45*85),$L80))/5*(95-AF$37)))/AF80)","v":1.9822525524790587E-2},{"$f":"IF($D80=0,\" \",AF80*AH80)","v":3.2985348652971838},169.94385775731956,{"$f":"IF($D80=0,\" \",1/AJ80)","v":5.8842962210967553E-3},{"$f":"IF($D80=0,\" \",IF(AJ$37<5,$J80/5*AJ$37,IF(AJ$37<=90,MIN(($J80+($K80-$J80)/45*(AJ$37-5)),$L80),$L80-($L80-MIN(($J80+($K80-$J80)/45*85),$L80))/5*(95-AJ$37)))/AJ80)","v":2.4949888598206054E-2},{"$f":"IF($D80=0,\" \",AJ80*AL80)","v":4.2400803189944991},173.63828944769605,{"$f":"IF($D80=0,\" \",1/AN80)","v":5.7590984291585271E-3},{"$f":"IF($D80=0,\" \",IF(AN$37<5,$J80/5*AN$37,IF(AN$37<=90,MIN(($J80+($K80-$J80)/45*(AN$37-5)),$L80),$L80-($L80-MIN(($J80+($K80-$J80)/45*85),$L80))/5*(95-AN$37)))/AN80)","v":2.5765652310737509E-2},{"$f":"IF($D80=0,\" \",AN80*AP80)","v":4.4739037937405381},177.4969181020893,{"$f":"IF($D80=0,\" \",1/AR80)","v":5.6339006372202981E-3},{"$f":"IF($D80=0,\" \",IF(AR$37<5,$J80/5*AR$37,IF(AR$37<=90,MIN(($J80+($K80-$J80)/45*(AR$37-5)),$L80),$L80-($L80-MIN(($J80+($K80-$J80)/45*85),$L80))/5*(95-AR$37)))/AR80)","v":2.6522867657785908E-2},{"$f":"IF($D80=0,\" \",AR80*AT80)","v":4.7077272684865781},181.53093896804586,{"$f":"IF($D80=0,\" \",1/AV80)","v":5.5087028452820699E-3},{"$f":"IF($D80=0,\" \",IF(AV$37<5,$J80/5*AV$37,IF(AV$37<=90,MIN(($J80+($K80-$J80)/45*(AV$37-5)),$L80),$L80-($L80-MIN(($J80+($K80-$J80)/45*85),$L80))/5*(95-AV$37)))/AV80)","v":2.7221534639351244E-2},{"$f":"IF($D80=0,\" \",AV80*AX80)","v":4.9415507432326171},185.75258871148881,{"$f":"IF($D80=0,\" \",1/AZ80)","v":5.38350505334384E-3},{"$f":"IF($D80=0,\" \",IF(AZ$37<5,$J80/5*AZ$37,IF(AZ$37<=90,MIN(($J80+($K80-$J80)/45*(AZ$37-5)),$L80),$L80-($L80-MIN(($J80+($K80-$J80)/45*85),$L80))/5*(95-AZ$37)))/AZ80)","v":2.7861653255433522E-2},{"$f":"IF($D80=0,\" \",AZ80*BB80)","v":5.1753742179786562},190.17526939509568,{"$f":"IF($D80=0,\" \",1/BD80)","v":5.2583072614056118E-3},{"$f":"IF($D80=0,\" \",IF(BD$37<5,$J80/5*BD$37,IF(BD$37<=90,MIN(($J80+($K80-$J80)/45*(BD$37-5)),$L80),$L80-($L80-MIN(($J80+($K80-$J80)/45*85),$L80))/5*(95-BD$37)))/BD80)","v":2.8443223506032751E-2},{"$f":"IF($D80=0,\" \",BD80*BF80)","v":5.4091976927246961},194.81369059985411,{"$f":"IF($D80=0,\" \",1/BH80)","v":5.1331094694673828E-3},{"$f":"IF($D80=0,\" \",IF(BH$37<5,$J80/5*BH$37,IF(BH$37<=90,MIN(($J80+($K80-$J80)/45*(BH$37-5)),$L80),$L80-($L80-MIN(($J80+($K80-$J80)/45*85),$L80))/5*(95-BH$37)))/BH80)","v":2.8966245391148917E-2},{"$f":"IF($D80=0,\" \",BH80*BJ80)","v":5.6430211674707351},199.68403286485045,{"$f":"IF($D80=0,\" \",1/BL80)","v":5.0079116775291546E-3},{"$f":"IF($D80=0,\" \",IF(BL$37<5,$J80/5*BL$37,IF(BL$37<=90,MIN(($J80+($K80-$J80)/45*(BL$37-5)),$L80),$L80-($L80-MIN(($J80+($K80-$J80)/45*85),$L80))/5*(95-BL$37)))/BL80)","v":2.9430718910782028E-2},{"$f":"IF($D80=0,\" \",BL80*BN80)","v":5.8768446422167742},204.80413627164148,{"$f":"IF($D80=0,\" \",1/BP80)","v":4.8827138855909256E-3},{"$f":"IF($D80=0,\" \",IF(BP$37<5,$J80/5*BP$37,IF(BP$37<=90,MIN(($J80+($K80-$J80)/45*(BP$37-5)),$L80),$L80-($L80-MIN(($J80+($K80-$J80)/45*85),$L80))/5*(95-BP$37)))/BP80)","v":2.9836644064932083E-2},{"$f":"IF($D80=0,\" \",BP80*BR80)","v":6.1106681169628132},210.19371880510573,{"$f":"IF($D80=0,\" \",1/BT80)","v":4.7575160936526965E-3},{"$f":"IF($D80=0,\" \",IF(BT$37<5,$J80/5*BT$37,IF(BT$37<=90,MIN(($J80+($K80-$J80)/45*(BT$37-5)),$L80),$L80-($L80-MIN(($J80+($K80-$J80)/45*85),$L80))/5*(95-BT$37)))/BT80)","v":3.0184020853599079E-2},{"$f":"IF($D80=0,\" \",BT80*BV80)","v":6.3444915917088522},215.87463012416265,{"$f":"IF($D80=0,\" \",1/BX80)","v":4.6323183017144675E-3},{"$f":"IF($D80=0,\" \",IF(BX$37<5,$J80/5*BX$37,IF(BX$37<=90,MIN(($J80+($K80-$J80)/45*(BX$37-5)),$L80),$L80-($L80-MIN(($J80+($K80-$J80)/45*85),$L80))/5*(95-BX$37)))/BX80)","v":3.0472849276783023E-2},{"$f":"IF($D80=0,\" \",BX80*BZ80)","v":6.5783150664548922},221.87114762761163,{"$f":"IF($D80=0,\" \",1/CB80)","v":4.5071205097762385E-3},{"$f":"IF($D80=0,\" \",IF(CB$37<5,$J80/5*CB$37,IF(CB$37<=90,MIN(($J80+($K80-$J80)/45*(CB$37-5)),$L80),$L80-($L80-MIN(($J80+($K80-$J80)/45*85),$L80))/5*(95-CB$37)))/CB80)","v":3.0703129334483902E-2},{"$f":"IF($D80=0,\" \",CB80*CD80)","v":6.8121385412009312},228.21032327411478,{"$f":"IF($D80=0,\" \",1/CF80)","v":4.3819227178380103E-3},{"$f":"IF($D80=0,\" \",IF(CF$37<5,$J80/5*CF$37,IF(CF$37<=90,MIN(($J80+($K80-$J80)/45*(CF$37-5)),$L80),$L80-($L80-MIN(($J80+($K80-$J80)/45*85),$L80))/5*(95-CF$37)))/CF80)","v":3.0874861026701738E-2},{"$f":"IF($D80=0,\" \",CF80*CH80)","v":7.0459620159469711},234.92239160570645,{"$f":"IF($D80=0,\" \",1/CJ80)","v":4.2567249258997804E-3},{"$f":"IF($D80=0,\" \",IF(CJ$37<5,$J80/5*CJ$37,IF(CJ$37<=90,MIN(($J80+($K80-$J80)/45*(CJ$37-5)),$L80),$L80-($L80-MIN(($J80+($K80-$J80)/45*85),$L80))/5*(95-CJ$37)))/CJ80)","v":3.0988044353436502E-2},{"$f":"IF($D80=0,\" \",CJ80*CL80)","v":7.2797854906930102},242.04125195739448,{"$f":"IF($D80=0,\" \",1/CN80)","v":4.1315271339615522E-3},{"$f":"IF($D80=0,\" \",IF(CN$37<5,$J80/5*CN$37,IF(CN$37<=90,MIN(($J80+($K80-$J80)/45*(CN$37-5)),$L80),$L80-($L80-MIN(($J80+($K80-$J80)/45*85),$L80))/5*(95-CN$37)))/CN80)","v":3.104267931468822E-2},{"$f":"IF($D80=0,\" \",CN80*CP80)","v":7.5136089654390492},{"$f":"IF($D80=0,\" \",1/($I80*(100-CR$37)/100))","v":249.60504108106309},{"$f":"IF($D80=0,\" \",1/CR80)","v":4.0063293420233232E-3},{"$f":"IF($D80=0,\" \",IF(CR$37<5,$J80/5*CR$37,IF(CR$37<=90,MIN(($J80+($K80-$J80)/45*(CR$37-5)),$L80),$L80-($L80-MIN(($J80+($K80-$J80)/45*85),$L80))/5*(95-CR$37)))/CR80)","v":3.1038765910456872E-2},{"$f":"IF($D80=0,\" \",CR80*CT80)","v":7.7474324401850883},257.65681659980709,{"$f":"IF($D80=0,\" \",1/CV80)","v":3.8811315500850937E-3},{"$f":"IF($D80=0,\" \",IF(CV$37<5,$J80/5*CV$37,IF(CV$37<=90,MIN(($J80+($K80-$J80)/45*(CV$37-5)),$L80),$L80-($L80-MIN(($J80+($K80-$J80)/45*85),$L80))/5*(95-CV$37)))/CV80)","v":3.0976304140742469E-2},{"$f":"IF($D80=0,\" \",CV80*CX80)","v":7.9812559149311273},266.24537715313397,{"$f":"IF($D80=0,\" \",1/CZ80)","v":3.7559337581468651E-3},{"$f":"IF($D80=0,\" \",IF(CZ$37<5,$J80/5*CZ$37,IF(CZ$37<=90,MIN(($J80+($K80-$J80)/45*(CZ$37-5)),$L80),$L80-($L80-MIN(($J80+($K80-$J80)/45*85),$L80))/5*(95-CZ$37)))/CZ80)","v":3.0855294005545021E-2},{"$f":"IF($D80=0,\" \",CZ80*DB80)","v":8.2150793896771681},275.42625222737996,{"$f":"IF($D80=0,\" \",1/DD80)","v":3.6307359662086365E-3},{"$f":"IF($D80=0,\" \",IF(DD$37<5,$J80/5*DD$37,IF(DD$37<=90,MIN(($J80+($K80-$J80)/45*(DD$37-5)),$L80),$L80-($L80-MIN(($J80+($K80-$J80)/45*85),$L80))/5*(95-DD$37)))/DD80)","v":3.067573550486451E-2},{"$f":"IF($D80=0,\" \",DD80*DF80)","v":8.4489028644232071},285.26290409264351,{"$f":"IF($D80=0,\" \",1/DH80)","v":3.5055381742704079E-3},{"$f":"IF($D80=0,\" \",IF(DH$37<5,$J80/5*DH$37,IF(DH$37<=90,MIN(($J80+($K80-$J80)/45*(DH$37-5)),$L80),$L80-($L80-MIN(($J80+($K80-$J80)/45*85),$L80))/5*(95-DH$37)))/DH80)","v":3.0437628638700941E-2},{"$f":"IF($D80=0,\" \",DH80*DJ80)","v":8.6827263391692462},295.82819683681549,{"$f":"IF($D80=0,\" \",1/DL80)","v":3.3803403823321788E-3},{"$f":"IF($D80=0,\" \",IF(DL$37<5,$J80/5*DL$37,IF(DL$37<=90,MIN(($J80+($K80-$J80)/45*(DL$37-5)),$L80),$L80-($L80-MIN(($J80+($K80-$J80)/45*85),$L80))/5*(95-DL$37)))/DL80)","v":3.0140973407054315E-2},{"$f":"IF($D80=0,\" \",DL80*DN80)","v":8.9165498139152852},307.20620440746222,{"$f":"IF($D80=0,\" \",1/DP80)","v":3.2551425903939502E-3},{"$f":"IF($D80=0,\" \",IF(DP$37<5,$J80/5*DP$37,IF(DP$37<=90,MIN(($J80+($K80-$J80)/45*(DP$37-5)),$L80),$L80-($L80-MIN(($J80+($K80-$J80)/45*85),$L80))/5*(95-DP$37)))/DP80)","v":2.9785769809924634E-2},{"$f":"IF($D80=0,\" \",DP80*DR80)","v":9.1503732886613243},319.49445258376073,{"$f":"IF($D80=0,\" \",1/DT80)","v":3.1299447984557212E-3},{"$f":"IF($D80=0,\" \",IF(DT$37<5,$J80/5*DT$37,IF(DT$37<=90,MIN(($J80+($K80-$J80)/45*(DT$37-5)),$L80),$L80-($L80-MIN(($J80+($K80-$J80)/45*85),$L80))/5*(95-DT$37)))/DT80)","v":2.9372017847311891E-2},{"$f":"IF($D80=0,\" \",DT80*DV80)","v":9.3841967634073633},332.80672144141744,{"$f":"IF($D80=0,\" \",1/DX80)","v":3.0047470065174926E-3},{"$f":"IF($D80=0,\" \",IF(DX$37<5,$J80/5*DX$37,IF(DX$37<=90,MIN(($J80+($K80-$J80)/45*(DX$37-5)),$L80),$L80-($L80-MIN(($J80+($K80-$J80)/45*85),$L80))/5*(95-DX$37)))/DX80)","v":2.8899717519216096E-2},{"$f":"IF($D80=0,\" \",DX80*DZ80)","v":9.6180202381534023},347.27657889539211,{"$f":"IF($D80=0,\" \",1/EB80)","v":2.8795492145792636E-3},{"$f":"IF($D80=0,\" \",IF(EB$37<5,$J80/5*EB$37,IF(EB$37<=90,MIN(($J80+($K80-$J80)/45*(EB$37-5)),$L80),$L80-($L80-MIN(($J80+($K80-$J80)/45*85),$L80))/5*(95-EB$37)))/EB80)","v":2.8368868825637241E-2},{"$f":"IF($D80=0,\" \",EB80*ED80)","v":9.8518437128994414},363.06187793609172,{"$f":"IF($D80=0,\" \",1/EF80)","v":2.754351422641035E-3},{"$f":"IF($D80=0,\" \",IF(EF$37<5,$J80/5*EF$37,IF(EF$37<=90,MIN(($J80+($K80-$J80)/45*(EF$37-5)),$L80),$L80-($L80-MIN(($J80+($K80-$J80)/45*85),$L80))/5*(95-EF$37)))/EF80)","v":2.7779471766575334E-2},{"$f":"IF($D80=0,\" \",EF80*EH80)","v":10.08566718764548},380.35053879019137,{"$f":"IF($D80=0,\" \",1/EJ80)","v":2.6291536307028059E-3},{"$f":"IF($D80=0,\" \",IF(EJ$37<5,$J80/5*EJ$37,IF(EJ$37<=90,MIN(($J80+($K80-$J80)/45*(EJ$37-5)),$L80),$L80-($L80-MIN(($J80+($K80-$J80)/45*85),$L80))/5*(95-EJ$37)))/EJ80)","v":2.7131526342030365E-2},{"$f":"IF($D80=0,\" \",EJ80*EL80)","v":10.319490662391519},399.3680657297009,{"$f":"IF($D80=0,\" \",1/EN80)","v":2.5039558387645773E-3},{"$f":"IF($D80=0,\" \",IF(EN$37<5,$J80/5*EN$37,IF(EN$37<=90,MIN(($J80+($K80-$J80)/45*(EN$37-5)),$L80),$L80-($L80-MIN(($J80+($K80-$J80)/45*85),$L80))/5*(95-EN$37)))/EN80)","v":2.6425032552002351E-2},{"$f":"IF($D80=0,\" \",EN80*EP80)","v":10.55331413713756},420.38743761021146,{"$f":"IF($D80=0,\" \",1/ER80)","v":2.3787580468263483E-3},{"$f":"IF($D80=0,\" \",IF(ER$37<5,$J80/5*ER$37,IF(ER$37<=90,MIN(($J80+($K80-$J80)/45*(ER$37-5)),$L80),$L80-($L80-MIN(($J80+($K80-$J80)/45*85),$L80))/5*(95-ER$37)))/ER80)","v":2.5659990396491271E-2},{"$f":"IF($D80=0,\" \",ER80*ET80)","v":10.787137611883599},443.74229525522327,{"$f":"IF($D80=0,\" \",1/EV80)","v":2.2535602548881192E-3},{"$f":"IF($D80=0,\" \",IF(EV$37<5,$J80/5*EV$37,IF(EV$37<=90,MIN(($J80+($K80-$J80)/45*(EV$37-5)),$L80),$L80-($L80-MIN(($J80+($K80-$J80)/45*85),$L80))/5*(95-EV$37)))/EV80)","v":2.4836399875497132E-2},{"$f":"IF($D80=0,\" \",EV80*EX80)","v":11.020961086629638},469.8447832114129,{"$f":"IF($D80=0,\" \",1/EZ80)","v":2.1283624629498902E-3},{"$f":"IF($D80=0,\" \",IF(EZ$37<5,$J80/5*EZ$37,IF(EZ$37<=90,MIN(($J80+($K80-$J80)/45*(EZ$37-5)),$L80),$L80-($L80-MIN(($J80+($K80-$J80)/45*85),$L80))/5*(95-EZ$37)))/EZ80)","v":2.395426098901994E-2},{"$f":"IF($D80=0,\" \",EZ80*FB80)","v":11.254784561375679},{"$f":"IF($D80=0,\" \",1/($I80*(100-FD$37)/100))","v":499.21008216212618},{"$f":"IF($D80=0,\" \",1/FD80)","v":2.0031646710116616E-3},{"$f":"IF($D80=0,\" \",IF(FD$37<5,$J80/5*FD$37,IF(FD$37<=90,MIN(($J80+($K80-$J80)/45*(FD$37-5)),$L80),$L80-($L80-MIN(($J80+($K80-$J80)/45*85),$L80))/5*(95-FD$37)))/FD80)","v":2.3013573737059694E-2},{"$f":"IF($D80=0,\" \",FD80*FF80)","v":11.488608036121718},532.49075430626795,{"$f":"IF($D80=0,\" \",1/FH80)","v":1.8779668790734325E-3},{"$f":"IF($D80=0,\" \",IF(FH$37<5,$J80/5*FH$37,IF(FH$37<=90,MIN(($J80+($K80-$J80)/45*(FH$37-5)),$L80),$L80-($L80-MIN(($J80+($K80-$J80)/45*85),$L80))/5*(95-FH$37)))/FH80)","v":2.2014338119616384E-2},{"$f":"IF($D80=0,\" \",FH80*FJ80)","v":11.722431510867757},570.52580818528702,{"$f":"IF($D80=0,\" \",1/FL80)","v":1.7527690871352039E-3},{"$f":"IF($D80=0,\" \",IF(FL$37<5,$J80/5*FL$37,IF(FL$37<=90,MIN(($J80+($K80-$J80)/45*(FL$37-5)),$L80),$L80-($L80-MIN(($J80+($K80-$J80)/45*85),$L80))/5*(95-FL$37)))/FL80)","v":2.0956554136690026E-2},{"$f":"IF($D80=0,\" \",FL80*FN80)","v":11.956254985613796},614.41240881492445,{"$f":"IF($D80=0,\" \",1/FP80)","v":1.6275712951969751E-3},{"$f":"IF($D80=0,\" \",IF(FP$37<5,$J80/5*FP$37,IF(FP$37<=90,MIN(($J80+($K80-$J80)/45*(FP$37-5)),$L80),$L80-($L80-MIN(($J80+($K80-$J80)/45*85),$L80))/5*(95-FP$37)))/FP80)","v":1.9840221788280606E-2},{"$f":"IF($D80=0,\" \",FP80*FR80)","v":12.190078460359835},665.61344288283487,{"$f":"IF($D80=0,\" \",1/FT80)","v":1.5023735032587463E-3},{"$f":"IF($D80=0,\" \",IF(FT$37<5,$J80/5*FT$37,IF(FT$37<=90,MIN(($J80+($K80-$J80)/45*(FT$37-5)),$L80),$L80-($L80-MIN(($J80+($K80-$J80)/45*85),$L80))/5*(95-FT$37)))/FT80)","v":1.866534107438813E-2},{"$f":"IF($D80=0,\" \",FT80*FV80)","v":12.423901935105874},726.12375587218344,{"$f":"IF($D80=0,\" \",1/FX80)","v":1.3771757113205175E-3},{"$f":"IF($D80=0,\" \",IF(FX$37<5,$J80/5*FX$37,IF(FX$37<=90,MIN(($J80+($K80-$J80)/45*(FX$37-5)),$L80),$L80-($L80-MIN(($J80+($K80-$J80)/45*85),$L80))/5*(95-FX$37)))/FX80)","v":1.7431911995012598E-2},{"$f":"IF($D80=0,\" \",FX80*FZ80)","v":12.657725409851913},798.7361314594018,{"$f":"IF($D80=0,\" \",1/GB80)","v":1.2519779193822887E-3},{"$f":"IF($D80=0,\" \",IF(GB$37<5,$J80/5*GB$37,IF(GB$37<=90,MIN(($J80+($K80-$J80)/45*(GB$37-5)),$L80),$L80-($L80-MIN(($J80+($K80-$J80)/45*85),$L80))/5*(95-GB$37)))/GB80)","v":1.6139934550154007E-2},{"$f":"IF($D80=0,\" \",GB80*GD80)","v":12.891548884597952},887.48459051044654,{"$f":"IF($D80=0,\" \",1/GF80)","v":1.1267801274440596E-3},{"$f":"IF($D80=0,\" \",IF(GF$37<5,$J80/5*GF$37,IF(GF$37<=90,MIN(($J80+($K80-$J80)/45*(GF$37-5)),$L80),$L80-($L80-MIN(($J80+($K80-$J80)/45*85),$L80))/5*(95-GF$37)))/GF80)","v":1.4789408739812359E-2},{"$f":"IF($D80=0,\" \",GF80*GH80)","v":13.125372359343991},998.42016432425237,{"$f":"IF($D80=0,\" \",1/GJ80)","v":1.0015823355058308E-3},{"$f":"IF($D80=0,\" \",IF(GJ$37<5,$J80/5*GJ$37,IF(GJ$37<=90,MIN(($J80+($K80-$J80)/45*(GJ$37-5)),$L80),$L80-($L80-MIN(($J80+($K80-$J80)/45*85),$L80))/5*(95-GJ$37)))/GJ80)","v":1.3380334563987659E-2},{"$f":"IF($D80=0,\" \",GJ80*GL80)","v":13.359195834090032},1141.051616370574,{"$f":"IF($D80=0,\" \",1/GN80)","v":8.7638454356760197E-4},{"$f":"IF($D80=0,\" \",IF(GN$37<5,$J80/5*GN$37,IF(GN$37<=90,MIN(($J80+($K80-$J80)/45*(GN$37-5)),$L80),$L80-($L80-MIN(($J80+($K80-$J80)/45*85),$L80))/5*(95-GN$37)))/GN80)","v":1.19127120226799E-2},{"$f":"IF($D80=0,\" \",GN80*GP80)","v":13.593019308836071},1331.2268857656697,{"$f":"IF($D80=0,\" \",1/GR80)","v":7.5118675162937315E-4},{"$f":"IF($D80=0,\" \",IF(GR$37<5,$J80/5*GR$37,IF(GR$37<=90,MIN(($J80+($K80-$J80)/45*(GR$37-5)),$L80),$L80-($L80-MIN(($J80+($K80-$J80)/45*85),$L80))/5*(95-GR$37)))/GR80)","v":1.0386541115889084E-2},{"$f":"IF($D80=0,\" \",GR80*GT80)","v":13.82684278358211},1597.4722629188036,{"$f":"IF($D80=0,\" \",1/GV80)","v":6.2598895969114433E-4},{"$f":"IF($D80=0,\" \",IF(GV$37<5,$J80/5*GV$37,IF(GV$37<=90,MIN(($J80+($K80-$J80)/45*(GV$37-5)),$L80),$L80-($L80-MIN(($J80+($K80-$J80)/45*85),$L80))/5*(95-GV$37)))/GV80)","v":8.801821843615212E-3},{"$f":"IF($D80=0,\" \",GV80*GX80)","v":14.060666258328149},1996.8403286485047,{"$f":"IF($D80=0,\" \",1/GZ80)","v":5.007911677529154E-4},{"$f":"IF($D80=0,\" \",IF(GZ$37<5,$J80/5*GZ$37,IF(GZ$37<=90,MIN(($J80+($K80-$J80)/45*(GZ$37-5)),$L80),$L80-($L80-MIN(($J80+($K80-$J80)/45*85),$L80))/5*(95-GZ$37)))/GZ80)","v":7.3430220978722869E-3},{"$f":"IF($D80=0,\" \",GZ80*HB80)","v":14.662842659188531},2662.4537715313395,{"$f":"IF($D80=0,\" \",1/HD80)","v":3.7559337581468657E-4},{"$f":"IF($D80=0,\" \",IF(HD$37<5,$J80/5*HD$37,IF(HD$37<=90,MIN(($J80+($K80-$J80)/45*(HD$37-5)),$L80),$L80-($L80-MIN(($J80+($K80-$J80)/45*85),$L80))/5*(95-HD$37)))/HD80)","v":5.7334400406393047E-3},{"$f":"IF($D80=0,\" \",HD80*HF80)","v":15.265019060048914},3993.6806572970095,{"$f":"IF($D80=0,\" \",1/HH80)","v":2.503955838764577E-4},{"$f":"IF($D80=0,\" \",IF(HH$37<5,$J80/5*HH$37,IF(HH$37<=90,MIN(($J80+($K80-$J80)/45*(HH$37-5)),$L80),$L80-($L80-MIN(($J80+($K80-$J80)/45*85),$L80))/5*(95-HH$37)))/HH80)","v":3.9730756719162617E-3},{"$f":"IF($D80=0,\" \",HH80*HJ80)","v":15.867195460909294},7987.3613145940189,{"$f":"IF($D80=0,\" \",1/HL80)","v":1.2519779193822885E-4},{"$f":"IF($D80=0,\" \",IF(HL$37<5,$J80/5*HL$37,IF(HL$37<=90,MIN(($J80+($K80-$J80)/45*(HL$37-5)),$L80),$L80-($L80-MIN(($J80+($K80-$J80)/45*85),$L80))/5*(95-HL$37)))/HL80)","v":2.0619289917031608E-3},{"$f":"IF($D80=0,\" \",HL80*HN80)","v":16.469371861769677},null,{"$f":"IF($D80=\"Full\",'Failure Persistence Storage'!AB80,0)","v":163.00737376722486},{"$f":"IF($D80=\"Full\",'Failure Persistence Storage'!AE80,0)","v":1.6492674326485919},{"$f":"IF($D80=\"Full\",'Failure Persistence Storage'!AF80,0)","v":166.40336072070872},{"$f":"IF($D80=\"Full\",'Failure Persistence Storage'!AI80,0)","v":3.2985348652971838},{"$f":"IF($D80=\"Full\",'Failure Persistence Storage'!AJ80,0)","v":169.94385775731956},{"$f":"IF($D80=\"Full\",'Failure Persistence Storage'!AM80,0)","v":4.2400803189944991},{"$f":"IF($D80=\"Full\",'Failure Persistence Storage'!AN80,0)","v":173.63828944769605},{"$f":"IF($D80=\"Full\",'Failure Persistence Storage'!AQ80,0)","v":4.4739037937405381},{"$f":"IF($D80=\"Full\",'Failure Persistence Storage'!AR80,0)","v":177.4969181020893},{"$f":"IF($D80=\"Full\",'Failure Persistence Storage'!AU80,0)","v":4.7077272684865781},{"$f":"IF($D80=\"Full\",'Failure Persistence Storage'!AV80,0)","v":181.53093896804586},{"$f":"IF($D80=\"Full\",'Failure Persistence Storage'!AY80,0)","v":4.9415507432326171},{"$f":"IF($D80=\"Full\",'Failure Persistence Storage'!AZ80,0)","v":185.75258871148881},{"$f":"IF($D80=\"Full\",'Failure Persistence Storage'!BC80,0)","v":5.1753742179786562},{"$f":"IF($D80=\"Full\",'Failure Persistence Storage'!BD80,0)","v":190.17526939509568},{"$f":"IF($D80=\"Full\",'Failure Persistence Storage'!BG80,0)","v":5.4091976927246961},{"$f":"IF($D80=\"Full\",'Failure Persistence Storage'!BH80,0)","v":194.81369059985411},{"$f":"IF($D80=\"Full\",'Failure Persistence Storage'!BK80,0)","v":5.6430211674707351},{"$f":"IF($D80=\"Full\",'Failure Persistence Storage'!BL80,0)","v":199.68403286485045},{"$f":"IF($D80=\"Full\",'Failure Persistence Storage'!BO80,0)","v":5.8768446422167742},{"$f":"IF($D80=\"Full\",'Failure Persistence Storage'!BP80,0)","v":204.80413627164148},{"$f":"IF($D80=\"Full\",'Failure Persistence Storage'!BS80,0)","v":6.1106681169628132},{"$f":"IF($D80=\"Full\",'Failure Persistence Storage'!BT80,0)","v":210.19371880510573},{"$f":"IF($D80=\"Full\",'Failure Persistence Storage'!BW80,0)","v":6.3444915917088522},{"$f":"IF($D80=\"Full\",'Failure Persistence Storage'!BX80,0)","v":215.87463012416265},{"$f":"IF($D80=\"Full\",'Failure Persistence Storage'!CA80,0)","v":6.5783150664548922},{"$f":"IF($D80=\"Full\",'Failure Persistence Storage'!CB80,0)","v":221.87114762761163},{"$f":"IF($D80=\"Full\",'Failure Persistence Storage'!CE80,0)","v":6.8121385412009312},{"$f":"IF($D80=\"Full\",'Failure Persistence Storage'!CF80,0)","v":228.21032327411478},{"$f":"IF($D80=\"Full\",'Failure Persistence Storage'!CI80,0)","v":7.0459620159469711},{"$f":"IF($D80=\"Full\",'Failure Persistence Storage'!CJ80,0)","v":234.92239160570645},{"$f":"IF($D80=\"Full\",'Failure Persistence Storage'!CM80,0)","v":7.2797854906930102},{"$f":"IF($D80=\"Full\",'Failure Persistence Storage'!CN80,0)","v":242.04125195739448},{"$f":"IF($D80=\"Full\",'Failure Persistence Storage'!CQ80,0)","v":7.5136089654390492},{"$f":"IF($D80=\"Full\",'Failure Persistence Storage'!CR80,0)","v":249.60504108106309},{"$f":"IF($D80=\"Full\",'Failure Persistence Storage'!CU80,0)","v":7.7474324401850883},{"$f":"IF($D80=\"Full\",'Failure Persistence Storage'!CV80,0)","v":257.65681659980709},{"$f":"IF($D80=\"Full\",'Failure Persistence Storage'!CY80,0)","v":7.9812559149311273},{"$f":"IF($D80=\"Full\",'Failure Persistence Storage'!CZ80,0)","v":266.24537715313397},{"$f":"IF($D80=\"Full\",'Failure Persistence Storage'!DC80,0)","v":8.2150793896771681},{"$f":"IF($D80=\"Full\",'Failure Persistence Storage'!DD80,0)","v":275.42625222737996},{"$f":"IF($D80=\"Full\",'Failure Persistence Storage'!DG80,0)","v":8.4489028644232071},{"$f":"IF($D80=\"Full\",'Failure Persistence Storage'!DH80,0)","v":285.26290409264351},{"$f":"IF($D80=\"Full\",'Failure Persistence Storage'!DK80,0)","v":8.6827263391692462},{"$f":"IF($D80=\"Full\",'Failure Persistence Storage'!DL80,0)","v":295.82819683681549},{"$f":"IF($D80=\"Full\",'Failure Persistence Storage'!DO80,0)","v":8.9165498139152852},{"$f":"IF($D80=\"Full\",'Failure Persistence Storage'!DP80,0)","v":307.20620440746222},{"$f":"IF($D80=\"Full\",'Failure Persistence Storage'!DS80,0)","v":9.1503732886613243},{"$f":"IF($D80=\"Full\",'Failure Persistence Storage'!DT80,0)","v":319.49445258376073},{"$f":"IF($D80=\"Full\",'Failure Persistence Storage'!DW80,0)","v":9.3841967634073633},{"$f":"IF($D80=\"Full\",'Failure Persistence Storage'!DX80,0)","v":332.80672144141744},{"$f":"IF($D80=\"Full\",'Failure Persistence Storage'!EA80,0)","v":9.6180202381534023},{"$f":"IF($D80=\"Full\",'Failure Persistence Storage'!EB80,0)","v":347.27657889539211},{"$f":"IF($D80=\"Full\",'Failure Persistence Storage'!EE80,0)","v":9.8518437128994414},{"$f":"IF($D80=\"Full\",'Failure Persistence Storage'!EF80,0)","v":363.06187793609172},{"$f":"IF($D80=\"Full\",'Failure Persistence Storage'!EI80,0)","v":10.08566718764548},{"$f":"IF($D80=\"Full\",'Failure Persistence Storage'!EJ80,0)","v":380.35053879019137},{"$f":"IF($D80=\"Full\",'Failure Persistence Storage'!EM80,0)","v":10.319490662391519},{"$f":"IF($D80=\"Full\",'Failure Persistence Storage'!EN80,0)","v":399.3680657297009},{"$f":"IF($D80=\"Full\",'Failure Persistence Storage'!EQ80,0)","v":10.55331413713756},{"$f":"IF($D80=\"Full\",'Failure Persistence Storage'!ER80,0)","v":420.38743761021146},{"$f":"IF($D80=\"Full\",'Failure Persistence Storage'!EU80,0)","v":10.787137611883599},{"$f":"IF($D80=\"Full\",'Failure Persistence Storage'!EV80,0)","v":443.74229525522327},{"$f":"IF($D80=\"Full\",'Failure Persistence Storage'!EY80,0)","v":11.020961086629638},{"$f":"IF($D80=\"Full\",'Failure Persistence Storage'!EZ80,0)","v":469.8447832114129},{"$f":"IF($D80=\"Full\",'Failure Persistence Storage'!FC80,0)","v":11.254784561375679},{"$f":"IF($D80=\"Full\",'Failure Persistence Storage'!FD80,0)","v":499.21008216212618},{"$f":"IF($D80=\"Full\",'Failure Persistence Storage'!FG80,0)","v":11.488608036121718},{"$f":"IF($D80=\"Full\",'Failure Persistence Storage'!FH80,0)","v":532.49075430626795},{"$f":"IF($D80=\"Full\",'Failure Persistence Storage'!FK80,0)","v":11.722431510867757},{"$f":"IF($D80=\"Full\",'Failure Persistence Storage'!FL80,0)","v":570.52580818528702},{"$f":"IF($D80=\"Full\",'Failure Persistence Storage'!FO80,0)","v":11.956254985613796},{"$f":"IF($D80=\"Full\",'Failure Persistence Storage'!FP80,0)","v":614.41240881492445},{"$f":"IF($D80=\"Full\",'Failure Persistence Storage'!FS80,0)","v":12.190078460359835},{"$f":"IF($D80=\"Full\",'Failure Persistence Storage'!FT80,0)","v":665.61344288283487},{"$f":"IF($D80=\"Full\",'Failure Persistence Storage'!FW80,0)","v":12.423901935105874},{"$f":"IF($D80=\"Full\",'Failure Persistence Storage'!FX80,0)","v":726.12375587218344},{"$f":"IF($D80=\"Full\",'Failure Persistence Storage'!GA80,0)","v":12.657725409851913},{"$f":"IF($D80=\"Full\",'Failure Persistence Storage'!GB80,0)","v":798.7361314594018},{"$f":"IF($D80=\"Full\",'Failure Persistence Storage'!GE80,0)","v":12.891548884597952},{"$f":"IF($D80=\"Full\",'Failure Persistence Storage'!GF80,0)","v":887.48459051044654},{"$f":"IF($D80=\"Full\",'Failure Persistence Storage'!GI80,0)","v":13.125372359343991},{"$f":"IF($D80=\"Full\",'Failure Persistence Storage'!GJ80,0)","v":998.42016432425237},{"$f":"IF($D80=\"Full\",'Failure Persistence Storage'!GM80,0)","v":13.359195834090032},{"$f":"IF($D80=\"Full\",'Failure Persistence Storage'!GN80,0)","v":1141.051616370574},{"$f":"IF($D80=\"Full\",'Failure Persistence Storage'!GQ80,0)","v":13.593019308836071},{"$f":"IF($D80=\"Full\",'Failure Persistence Storage'!GR80,0)","v":1331.2268857656697},{"$f":"IF($D80=\"Full\",'Failure Persistence Storage'!GU80,0)","v":13.82684278358211},{"$f":"IF($D80=\"Full\",'Failure Persistence Storage'!GV80,0)","v":1597.4722629188036},{"$f":"IF($D80=\"Full\",'Failure Persistence Storage'!GY80,0)","v":14.060666258328149},{"$f":"IF($D80=\"Full\",'Failure Persistence Storage'!GZ80,0)","v":1996.8403286485047},{"$f":"IF($D80=\"Full\",'Failure Persistence Storage'!HC80,0)","v":14.662842659188531},{"$f":"IF($D80=\"Full\",'Failure Persistence Storage'!HD80,0)","v":2662.4537715313395},{"$f":"IF($D80=\"Full\",'Failure Persistence Storage'!HG80,0)","v":15.265019060048914},{"$f":"IF($D80=\"Full\",'Failure Persistence Storage'!HH80,0)","v":3993.6806572970095},{"$f":"IF($D80=\"Full\",'Failure Persistence Storage'!HK80,0)","v":15.867195460909294},{"$f":"IF($D80=\"Full\",'Failure Persistence Storage'!HL80,0)","v":7987.3613145940189},{"$f":"IF($D80=\"Full\",'Failure Persistence Storage'!HO80,0)","v":16.469371861769677}]
[null,2,"Pipe","Full",350,9.0280000000000005,"MS",{"$f":"50-2019+C38","v":67},{"$f":"IF(C81=\"Valve\",0.002,IF(C81=\"Pipe\",IF(G81=\"PVC\",IF(H81<C$38-1986,2.4287*EXP(0.0206*H81),16.746*EXP(0.047*H81)),IF(G81=\"AC\",IF(E81<150,1.6*EXP(0.0526*H81),IF(E81<200,0.9585*EXP(0.0562*H81),IF(E81<300,0.95*EXP(0.0511*H81),0.1749*EXP(0.0701*H81)))),IF(G81=\"DI\",IF(E81<150,1.6*EXP(0.0285*H81),IF(E81<200,1.5302*EXP(0.0264*H81),IF(E81<300,0.95*EXP(0.031*H81),0.7*EXP(0.0327*H81)))),IF(G81=\"MS\",IF(E81<150,3.7022*EXP(0.0673*H81),IF(E81<200,1.8319*EXP(0.0592*H81),IF(E81<300,1.5626*EXP(0.0409*H81),IF(E81<400,1.35*EXP(0.0409*H81),0.55*EXP(0.0136*H81))))),IF(G81=\"CI\",IF(E81<150,IF(H81<C$38-1951,9.4549*EXP(0.0284*H81),0.15*EXP(0.0518*H81)),IF(E81<200,IF(H81<C$38-1951,8.4483*EXP(0.0279*H81),0.1*EXP(0.0529*H81)),IF(E81<300,IF(H81<C$38-1941,3.3385*EXP(0.0307*H81),0.05*EXP(0.0526*H81)),IF(E81>=300,IF(H81<C$38-1941,3.3*EXP(0.0292*H81),0.05*EXP(0.0491*H81)))))))))))*F81/100000,\" \"))","v":1.8880891113496094E-3},4.1231685816214796,9.3841967634073633,15.566107260479104,null,null,null,null,null,null,null,null,null,null,null,null,null,null,null,540.44491710241186,1.8503273291226171E-3,3.0516846036615849E-3,1.6492674326485919,551.70418620871214,1.8125655468956248E-3,5.9788106520716764E-3,3.2985348652971838,563.44257314932304,1.7748037646686328E-3,7.5253105126488144E-3,4.2400803189944991,575.69132473952573,1.7370419824416406E-3,7.7713587151322407E-3,4.4739037937405381,588.48446528929287,1.6992802002146485E-3,7.9997477353498329E-3,4.7077272684865781,601.85911222768596,1.6615184179876563E-3,8.210477573301584E-3,4.9415507432326171,615.85583576786473,1.623756635760664E-3,8.4035482289874994E-3,5.1753742179786562,630.51906995281388,1.5859948535336718E-3,8.5789597024075789E-3,5.4091976927246952,645.89758385410198,1.5482330713066797E-3,8.7367119935618208E-3,5.6430211674707342,662.04502345045455,1.5104712890796875E-3,8.8768051024502252E-3,5.8768446422167742,679.02053687226112,1.4727095068526952E-3,8.9992390290727919E-3,6.1106681169628132,696.88949836889958,1.434947724625703E-3,9.1040137734295229E-3,6.3444915917088531,715.72434967616709,1.3971859423987109E-3,9.1911293355204163E-3,6.5783150664548922,735.60558161161612,1.3594241601717189E-3,9.2605857153454738E-3,6.8121385412009312,756.62288394337668,1.3216623779447264E-3,9.3123829129046921E-3,7.0459620159469711,778.87649817700537,1.2839005957177344E-3,9.3465209281980745E-3,7.2797854906930102,802.47881630358131,1.2461388134907421E-3,9.3629997612256193E-3,7.5136089654390492,827.55627931306822,1.2083770312637499E-3,9.3618194119873266E-3,7.7474324401850883,854.25164316187693,1.1706152490367576E-3,9.3429798804831963E-3,7.9812559149311273,882.72669793393936,1.1328534668097656E-3,9.3064811667132336E-3,8.2150793896771681,913.16554958683389,1.0950916845827734E-3,9.2523232706774299E-3,8.4489028644232071,945.77860492922071,1.0573299023557813E-3,9.1805061923757904E-3,8.6827263391692462,980.80744214882156,1.0195681201287891E-3,9.0910299318083115E-3,8.9165498139152852,1018.5308053083917,9.8180633790179682E-4,8.9838944889749951E-3,9.1503732886613243,1059.2720375207273,9.4404455567480468E-4,8.8590998638758446E-3,9.3841967634073633,1103.4083724174243,9.0628277344781242E-4,8.7166460565108548E-3,9.6180202381534023,1151.3826494790515,8.6852099122082028E-4,8.5565330668800291E-3,9.8518437128994414,1203.7182244553719,8.3075920899382814E-4,8.3787608949833659E-3,10.08566718764548,1261.0381399056278,7.9299742676683588E-4,8.1833295408208651E-3,10.319490662391519,1324.0900469009091,7.5523564453984374E-4,7.9702390043925302E-3,10.55331413713756,1393.7789967377992,7.1747386231285149E-4,7.7394892856983552E-3,10.787137611883599,1471.2111632232322,6.7971208008585945E-4,7.4910803847383451E-3,11.020961086629638,1557.7529963540107,6.419502978588672E-4,7.2250123015124967E-3,11.254784561375679,1655.1125586261364,6.0418851563187495E-4,6.9412850360208115E-3,11.488608036121718,1765.4533958678787,5.6642673340488281E-4,6.6398985882632888E-3,11.722431510867757,1891.5572098584414,5.2866495117789066E-4,6.3208529582399293E-3,11.956254985613796,2037.0616106167834,4.9090316895089841E-4,5.9841481459507314E-3,12.190078460359835,2206.8167448348486,4.5314138672390621E-4,5.6297841513956977E-3,12.423901935105874,2407.4364489107438,4.1537960449691407E-4,5.2577609745748273E-3,12.657725409851913,2648.1800938018182,3.7761782226992187E-4,4.8680786154881193E-3,12.891548884597952,2942.4223264464645,3.3985604004292973E-4,4.4607370741355746E-3,13.125372359343993,3310.2251172522729,3.0209425781593747E-4,4.0357363505171924E-3,13.359195834090032,3783.1144197168828,2.6433247558894533E-4,3.5930764446329734E-3,13.593019308836071,4413.6334896696972,2.2657069336195311E-4,3.1327573564829164E-3,13.82684278358211,5296.3601876036364,1.8880891113496094E-4,2.6547790860670232E-3,14.060666258328149,6620.4502345045457,1.5104712890796874E-4,2.2147802852997131E-3,14.662842659188531,8827.2669793393943,1.1328534668097655E-4,1.7293029763093559E-3,15.265019060048912,13240.900469009091,7.5523564453984369E-5,1.1983471590959515E-3,15.867195460909295,26481.800938018183,3.7761782226992184E-5,6.2191283365949936E-4,16.469371861769677,null,{"$f":"IF($D81=\"Full\",'Failure Persistence Storage'!AB81,0)","v":540.44491710241186},{"$f":"IF($D81=\"Full\",'Failure Persistence Storage'!AE81,0)","v":1.6492674326485919},{"$f":"IF($D81=\"Full\",'Failure Persistence Storage'!AF81,0)","v":551.70418620871214},{"$f":"IF($D81=\"Full\",'Failure Persistence Storage'!AI81,0)","v":3.2985348652971838},{"$f":"IF($D81=\"Full\",'Failure Persistence Storage'!AJ81,0)","v":563.44257314932304},{"$f":"IF($D81=\"Full\",'Failure Persistence Storage'!AM81,0)","v":4.2400803189944991},{"$f":"IF($D81=\"Full\",'Failure Persistence Storage'!AN81,0)","v":575.69132473952573},{"$f":"IF($D81=\"Full\",'Failure Persistence Storage'!AQ81,0)","v":4.4739037937405381},{"$f":"IF($D81=\"Full\",'Failure Persistence Storage'!AR81,0)","v":588.48446528929287},{"$f":"IF($D81=\"Full\",'Failure Persistence Storage'!AU81,0)","v":4.7077272684865781},{"$f":"IF($D81=\"Full\",'Failure Persistence Storage'!AV81,0)","v":601.85911222768596},{"$f":"IF($D81=\"Full\",'Failure Persistence Storage'!AY81,0)","v":4.9415507432326171},{"$f":"IF($D81=\"Full\",'Failure Persistence Storage'!AZ81,0)","v":615.85583576786473},{"$f":"IF($D81=\"Full\",'Failure Persistence Storage'!BC81,0)","v":5.1753742179786562},{"$f":"IF($D81=\"Full\",'Failure Persistence Storage'!BD81,0)","v":630.51906995281388},{"$f":"IF($D81=\"Full\",'Failure Persistence Storage'!BG81,0)","v":5.4091976927246952},{"$f":"IF($D81=\"Full\",'Failure Persistence Storage'!BH81,0)","v":645.89758385410198},{"$f":"IF($D81=\"Full\",'Failure Persistence Storage'!BK81,0)","v":5.6430211674707342},{"$f":"IF($D81=\"Full\",'Failure Persistence Storage'!BL81,0)","v":662.04502345045455},{"$f":"IF($D81=\"Full\",'Failure Persistence Storage'!BO81,0)","v":5.8768446422167742},{"$f":"IF($D81=\"Full\",'Failure Persistence Storage'!BP81,0)","v":679.02053687226112},{"$f":"IF($D81=\"Full\",'Failure Persistence Storage'!BS81,0)","v":6.1106681169628132},{"$f":"IF($D81=\"Full\",'Failure Persistence Storage'!BT81,0)","v":696.88949836889958},{"$f":"IF($D81=\"Full\",'Failure Persistence Storage'!BW81,0)","v":6.3444915917088531},{"$f":"IF($D81=\"Full\",'Failure Persistence Storage'!BX81,0)","v":715.72434967616709},{"$f":"IF($D81=\"Full\",'Failure Persistence Storage'!CA81,0)","v":6.5783150664548922},{"$f":"IF($D81=\"Full\",'Failure Persistence Storage'!CB81,0)","v":735.60558161161612},{"$f":"IF($D81=\"Full\",'Failure Persistence Storage'!CE81,0)","v":6.8121385412009312},{"$f":"IF($D81=\"Full\",'Failure Persistence Storage'!CF81,0)","v":756.62288394337668},{"$f":"IF($D81=\"Full\",'Failure Persistence Storage'!CI81,0)","v":7.0459620159469711},{"$f":"IF($D81=\"Full\",'Failure Persistence Storage'!CJ81,0)","v":778.87649817700537},{"$f":"IF($D81=\"Full\",'Failure Persistence Storage'!CM81,0)","v":7.2797854906930102},{"$f":"IF($D81=\"Full\",'Failure Persistence Storage'!CN81,0)","v":802.47881630358131},{"$f":"IF($D81=\"Full\",'Failure Persistence Storage'!CQ81,0)","v":7.5136089654390492},{"$f":"IF($D81=\"Full\",'Failure Persistence Storage'!CR81,0)","v":827.55627931306822},{"$f":"IF($D81=\"Full\",'Failure Persistence Storage'!CU81,0)","v":7.7474324401850883},{"$f":"IF($D81=\"Full\",'Failure Persistence Storage'!CV81,0)","v":854.25164316187693},{"$f":"IF($D81=\"Full\",'Failure Persistence Storage'!CY81,0)","v":7.9812559149311273},{"$f":"IF($D81=\"Full\",'Failure Persistence Storage'!CZ81,0)","v":882.72669793393936},{"$f":"IF($D81=\"Full\",'Failure Persistence Storage'!DC81,0)","v":8.2150793896771681},{"$f":"IF($D81=\"Full\",'Failure Persistence Storage'!DD81,0)","v":913.16554958683389},{"$f":"IF($D81=\"Full\",'Failure Persistence Storage'!DG81,0)","v":8.4489028644232071},{"$f":"IF($D81=\"Full\",'Failure Persistence Storage'!DH81,0)","v":945.77860492922071},{"$f":"IF($D81=\"Full\",'Failure Persistence Storage'!DK81,0)","v":8.6827263391692462},{"$f":"IF($D81=\"Full\",'Failure Persistence Storage'!DL81,0)","v":980.80744214882156},{"$f":"IF($D81=\"Full\",'Failure Persistence Storage'!DO81,0)","v":8.9165498139152852},{"$f":"IF($D81=\"Full\",'Failure Persistence Storage'!DP81,0)","v":1018.5308053083917},{"$f":"IF($D81=\"Full\",'Failure Persistence Storage'!DS81,0)","v":9.1503732886613243},{"$f":"IF($D81=\"Full\",'Failure Persistence Storage'!DT81,0)","v":1059.2720375207273},{"$f":"IF($D81=\"Full\",'Failure Persistence Storage'!DW81,0)","v":9.3841967634073633},{"$f":"IF($D81=\"Full\",'Failure Persistence Storage'!DX81,0)","v":1103.4083724174243},{"$f":"IF($D81=\"Full\",'Failure Persistence Storage'!EA81,0)","v":9.6180202381534023},{"$f":"IF($D81=\"Full\",'Failure Persistence Storage'!EB81,0)","v":1151.3826494790515},{"$f":"IF($D81=\"Full\",'Failure Persistence Storage'!EE81,0)","v":9.8518437128994414},{"$f":"IF($D81=\"Full\",'Failure Persistence Storage'!EF81,0)","v":1203.7182244553719},{"$f":"IF($D81=\"Full\",'Failure Persistence Storage'!EI81,0)","v":10.08566718764548},{"$f":"IF($D81=\"Full\",'Failure Persistence Storage'!EJ81,0)","v":1261.0381399056278},{"$f":"IF($D81=\"Full\",'Failure Persistence Storage'!EM81,0)","v":10.319490662391519},{"$f":"IF($D81=\"Full\",'Failure Persistence Storage'!EN81,0)","v":1324.0900469009091},{"$f":"IF($D81=\"Full\",'Failure Persistence Storage'!EQ81,0)","v":10.55331413713756},{"$f":"IF($D81=\"Full\",'Failure Persistence Storage'!ER81,0)","v":1393.7789967377992},{"$f":"IF($D81=\"Full\",'Failure Persistence Storage'!EU81,0)","v":10.787137611883599},{"$f":"IF($D81=\"Full\",'Failure Persistence Storage'!EV81,0)","v":1471.2111632232322},{"$f":"IF($D81=\"Full\",'Failure Persistence Storage'!EY81,0)","v":11.020961086629638},{"$f":"IF($D81=\"Full\",'Failure Persistence Storage'!EZ81,0)","v":1557.7529963540107},{"$f":"IF($D81=\"Full\",'Failure Persistence Storage'!FC81,0)","v":11.254784561375679},{"$f":"IF($D81=\"Full\",'Failure Persistence Storage'!FD81,0)","v":1655.1125586261364},{"$f":"IF($D81=\"Full\",'Failure Persistence Storage'!FG81,0)","v":11.488608036121718},{"$f":"IF($D81=\"Full\",'Failure Persistence Storage'!FH81,0)","v":1765.4533958678787},{"$f":"IF($D81=\"Full\",'Failure Persistence Storage'!FK81,0)","v":11.722431510867757},{"$f":"IF($D81=\"Full\",'Failure Persistence Storage'!FL81,0)","v":1891.5572098584414},{"$f":"IF($D81=\"Full\",'Failure Persistence Storage'!FO81,0)","v":11.956254985613796},{"$f":"IF($D81=\"Full\",'Failure Persistence Storage'!FP81,0)","v":2037.0616106167834},{"$f":"IF($D81=\"Full\",'Failure Persistence Storage'!FS81,0)","v":12.190078460359835},{"$f":"IF($D81=\"Full\",'Failure Persistence Storage'!FT81,0)","v":2206.8167448348486},{"$f":"IF($D81=\"Full\",'Failure Persistence Storage'!FW81,0)","v":12.423901935105874},{"$f":"IF($D81=\"Full\",'Failure Persistence Storage'!FX81,0)","v":2407.4364489107438},{"$f":"IF($D81=\"Full\",'Failure Persistence Storage'!GA81,0)","v":12.657725409851913},{"$f":"IF($D81=\"Full\",'Failure Persistence Storage'!GB81,0)","v":2648.1800938018182},{"$f":"IF($D81=\"Full\",'Failure Persistence Storage'!GE81,0)","v":12.891548884597952},{"$f":"IF($D81=\"Full\",'Failure Persistence Storage'!GF81,0)","v":2942.4223264464645},{"$f":"IF($D81=\"Full\",'Failure Persistence Storage'!GI81,0)","v":13.125372359343993},{"$f":"IF($D81=\"Full\",'Failure Persistence Storage'!GJ81,0)","v":3310.2251172522729},{"$f":"IF($D81=\"Full\",'Failure Persistence Storage'!GM81,0)","v":13.359195834090032},{"$f":"IF($D81=\"Full\",'Failure Persistence Storage'!GN81,0)","v":3783.1144197168828},{"$f":"IF($D81=\"Full\",'Failure Persistence Storage'!GQ81,0)","v":13.593019308836071},{"$f":"IF($D81=\"Full\",'Failure Persistence Storage'!GR81,0)","v":4413.6334896696972},{"$f":"IF($D81=\"Full\",'Failure Persistence Storage'!GU81,0)","v":13.82684278358211},{"$f":"IF($D81=\"Full\",'Failure Persistence Storage'!GV81,0)","v":5296.3601876036364},{"$f":"IF($D81=\"Full\",'Failure Persistence Storage'!GY81,0)","v":14.060666258328149},{"$f":"IF($D81=\"Full\",'Failure Persistence Storage'!GZ81,0)","v":6620.4502345045457},{"$f":"IF($D81=\"Full\",'Failure Persistence Storage'!HC81,0)","v":14.662842659188531},{"$f":"IF($D81=\"Full\",'Failure Persistence Storage'!HD81,0)","v":8827.2669793393943},{"$f":"IF($D81=\"Full\",'Failure Persistence Storage'!HG81,0)","v":15.265019060048912},{"$f":"IF($D81=\"Full\",'Failure Persistence Storage'!HH81,0)","v":13240.900469009091},{"$f":"IF($D81=\"Full\",'Failure Persistence Storage'!HK81,0)","v":15.867195460909295},{"$f":"IF($D81=\"Full\",'Failure Persistence Storage'!HL81,0)","v":26481.800938018183},{"$f":"IF($D81=\"Full\",'Failure Persistence Storage'!HO81,0)","v":16.469371861769677}]
[null,3,"Pipe","Full",350,17.978999999999999,"MS",{"$f":"50-2019+C38","v":67},3.7600746713507558E-3,4.1231685816214796,9.3841967634073633,15.566107260479104,null,null,null,null,null,null,null,null,null,null,null,null,null,null,null,271.3797603649021,3.6848731779237408E-3,6.0773413257899454E-3,1.6492674326485919,277.03350537250418,3.6096716844967263E-3,1.1906627903588467E-2,3.2985348652971838,282.92783527404691,3.53447019106971E-3,1.4986437495227404E-2,4.2400803189944991,289.07844038870007,3.4592686976426951E-3,1.5476435349951545E-2,4.4739037937405381,295.50240573067117,3.3840672042156801E-3,1.5931265455677295E-2,4.7077272684865781,302.21836949727737,3.3088657107886647E-3,1.6350927812404648E-2,4.9415507432326171,309.24670367163264,3.2336642173616498E-3,1.6735422420133612E-2,5.1753742179786562,316.6097204257191,3.1584627239346348E-3,1.7084749278864185E-2,5.4091976927246961,324.33190872878549,3.0832612305076194E-3,1.7398908388596361E-2,5.6430211674707351,332.4402064470051,3.0080597370806044E-3,1.7677899749330147E-2,5.8768446422167733,340.96431430462059,2.9328582436535895E-3,1.7921723361065543E-2,6.1106681169628132,349.93705941790012,2.8576567502265741E-3,1.8130379223802544E-2,6.3444915917088531,359.39481778054602,2.7824552567995591E-3,1.8303867337541156E-2,6.5783150664548922,369.37800716333896,2.7072537633725442E-3,1.8442187702281374E-2,6.8121385412009312,379.93166451086296,2.6320522699455288E-3,1.8545340318023202E-2,7.045962015946972,391.1061252317707,2.5568507765185138E-3,1.8613325184766633E-2,7.2797854906930102,402.95782599636976,2.4816492830914989E-3,1.8646142302511676E-2,7.5136089654390492,415.5502580587563,2.4064477896644839E-3,1.8643791671258327E-2,7.7474324401850891,428.95510509290978,2.3312462962374685E-3,1.860627329100658E-2,7.9812559149311273,443.25360859600676,2.2560448028104535E-3,1.8533587161756446E-2,8.2150793896771681,458.53821578897248,2.1808433093834386E-3,1.8425733283507922E-2,8.4489028644232071,474.91458063857868,2.1056418159564232E-3,1.8282711656260997E-2,8.6827263391692462,492.5040095511186,2.0304403225294082E-3,1.8104522280015686E-2,8.9165498139152852,511.44647145693079,1.9552388291023933E-3,1.7891165154771984E-2,9.1503732886613243,531.90433031520809,1.8800373356753781E-3,1.7642640280529885E-2,9.3841967634073633,554.06701074500836,1.8048358422483631E-3,1.7358947657289396E-2,9.6180202381534023,578.15688077740015,1.7296343488213475E-3,1.7040087285050513E-2,9.8518437128994414,604.43673899455473,1.6544328553943324E-3,1.6686059163813237E-2,10.08566718764548,633.21944085143821,1.5792313619673174E-3,1.6296863293577574E-2,10.319490662391519,664.88041289401019,1.5040298685403022E-3,1.5872499674343517E-2,10.55331413713756,699.87411883580023,1.428828375113287E-3,1.5412968306111066E-2,10.787137611883599,738.75601432667793,1.3536268816862721E-3,1.4918269188880227E-2,11.020961086629638,782.21225046354141,1.2784253882592569E-3,1.4388402322650993E-2,11.254784561375679,831.1005161175126,1.203223894832242E-3,1.3823367707423368E-2,11.488608036121718,886.50721719201351,1.1280224014052268E-3,1.3223165343197348E-2,11.722431510867757,949.82916127715737,1.0528209079782116E-3,1.2587795229972937E-2,11.956254985613796,1022.8929429138616,9.7761941455119664E-4,1.1917257367750135E-2,12.190078460359835,1108.1340214900167,9.0241792112418157E-4,1.1211551756528939E-2,12.423901935105874,1208.8734779891095,8.2721642769716618E-4,1.0470678396309349E-2,12.657725409851913,1329.7608257880204,7.5201493427015111E-4,9.6946372870913688E-3,12.891548884597952,1477.5120286533559,6.7681344084313604E-4,8.8834284288749968E-3,13.12537235934399,1662.2010322350252,6.0161194741612098E-4,8.0370518216602346E-3,13.359195834090032,1899.6583225543147,5.264104539891058E-4,7.1555074654470778E-3,13.593019308836071,2216.2680429800334,4.5120896056209079E-4,6.2387953602355299E-3,13.82684278358211,2659.5216515760408,3.7600746713507556E-4,5.2869155060255874E-3,14.060666258328149,3324.4020644700504,3.0080597370806049E-4,4.4106706634252932E-3,14.662842659188531,4432.5360859600669,2.2560448028104539E-4,3.4438566915225869E-3,15.265019060048912,6648.8041289401008,1.5040298685403024E-4,2.386473590317469E-3,15.867195460909295,13297.608257880202,7.5201493427015122E-5,1.2385213598099401E-3,16.469371861769677,null,{"$f":"IF($D82=\"Full\",'Failure Persistence Storage'!AB82,0)","v":271.3797603649021},{"$f":"IF($D82=\"Full\",'Failure Persistence Storage'!AE82,0)","v":1.6492674326485919},{"$f":"IF($D82=\"Full\",'Failure Persistence Storage'!AF82,0)","v":277.03350537250418},{"$f":"IF($D82=\"Full\",'Failure Persistence Storage'!AI82,0)","v":3.2985348652971838},{"$f":"IF($D82=\"Full\",'Failure Persistence Storage'!AJ82,0)","v":282.92783527404691},{"$f":"IF($D82=\"Full\",'Failure Persistence Storage'!AM82,0)","v":4.2400803189944991},{"$f":"IF($D82=\"Full\",'Failure Persistence Storage'!AN82,0)","v":289.07844038870007},{"$f":"IF($D82=\"Full\",'Failure Persistence Storage'!AQ82,0)","v":4.4739037937405381},{"$f":"IF($D82=\"Full\",'Failure Persistence Storage'!AR82,0)","v":295.50240573067117},{"$f":"IF($D82=\"Full\",'Failure Persistence Storage'!AU82,0)","v":4.7077272684865781},{"$f":"IF($D82=\"Full\",'Failure Persistence Storage'!AV82,0)","v":302.21836949727737},{"$f":"IF($D82=\"Full\",'Failure Persistence Storage'!AY82,0)","v":4.9415507432326171},{"$f":"IF($D82=\"Full\",'Failure Persistence Storage'!AZ82,0)","v":309.24670367163264},{"$f":"IF($D82=\"Full\",'Failure Persistence Storage'!BC82,0)","v":5.1753742179786562},{"$f":"IF($D82=\"Full\",'Failure Persistence Storage'!BD82,0)","v":316.6097204257191},{"$f":"IF($D82=\"Full\",'Failure Persistence Storage'!BG82,0)","v":5.4091976927246961},{"$f":"IF($D82=\"Full\",'Failure Persistence Storage'!BH82,0)","v":324.33190872878549},{"$f":"IF($D82=\"Full\",'Failure Persistence Storage'!BK82,0)","v":5.6430211674707351},{"$f":"IF($D82=\"Full\",'Failure Persistence Storage'!BL82,0)","v":332.4402064470051},{"$f":"IF($D82=\"Full\",'Failure Persistence Storage'!BO82,0)","v":5.8768446422167733},{"$f":"IF($D82=\"Full\",'Failure Persistence Storage'!BP82,0)","v":340.96431430462059},{"$f":"IF($D82=\"Full\",'Failure Persistence Storage'!BS82,0)","v":6.1106681169628132},{"$f":"IF($D82=\"Full\",'Failure Persistence Storage'!BT82,0)","v":349.93705941790012},{"$f":"IF($D82=\"Full\",'Failure Persistence Storage'!BW82,0)","v":6.3444915917088531},{"$f":"IF($D82=\"Full\",'Failure Persistence Storage'!BX82,0)","v":359.39481778054602},{"$f":"IF($D82=\"Full\",'Failure Persistence Storage'!CA82,0)","v":6.5783150664548922},{"$f":"IF($D82=\"Full\",'Failure Persistence Storage'!CB82,0)","v":369.37800716333896},{"$f":"IF($D82=\"Full\",'Failure Persistence Storage'!CE82,0)","v":6.8121385412009312},{"$f":"IF($D82=\"Full\",'Failure Persistence Storage'!CF82,0)","v":379.93166451086296},{"$f":"IF($D82=\"Full\",'Failure Persistence Storage'!CI82,0)","v":7.045962015946972},{"$f":"IF($D82=\"Full\",'Failure Persistence Storage'!CJ82,0)","v":391.1061252317707},{"$f":"IF($D82=\"Full\",'Failure Persistence Storage'!CM82,0)","v":7.2797854906930102},{"$f":"IF($D82=\"Full\",'Failure Persistence Storage'!CN82,0)","v":402.95782599636976},{"$f":"IF($D82=\"Full\",'Failure Persistence Storage'!CQ82,0)","v":7.5136089654390492},{"$f":"IF($D82=\"Full\",'Failure Persistence Storage'!CR82,0)","v":415.5502580587563},{"$f":"IF($D82=\"Full\",'Failure Persistence Storage'!CU82,0)","v":7.7474324401850891},{"$f":"IF($D82=\"Full\",'Failure Persistence Storage'!CV82,0)","v":428.95510509290978},{"$f":"IF($D82=\"Full\",'Failure Persistence Storage'!CY82,0)","v":7.9812559149311273},{"$f":"IF($D82=\"Full\",'Failure Persistence Storage'!CZ82,0)","v":443.25360859600676},{"$f":"IF($D82=\"Full\",'Failure Persistence Storage'!DC82,0)","v":8.2150793896771681},{"$f":"IF($D82=\"Full\",'Failure Persistence Storage'!DD82,0)","v":458.53821578897248},{"$f":"IF($D82=\"Full\",'Failure Persistence Storage'!DG82,0)","v":8.4489028644232071},{"$f":"IF($D82=\"Full\",'Failure Persistence Storage'!DH82,0)","v":474.91458063857868},{"$f":"IF($D82=\"Full\",'Failure Persistence Storage'!DK82,0)","v":8.6827263391692462},{"$f":"IF($D82=\"Full\",'Failure Persistence Storage'!DL82,0)","v":492.5040095511186},{"$f":"IF($D82=\"Full\",'Failure Persistence Storage'!DO82,0)","v":8.9165498139152852},{"$f":"IF($D82=\"Full\",'Failure Persistence Storage'!DP82,0)","v":511.44647145693079},{"$f":"IF($D82=\"Full\",'Failure Persistence Storage'!DS82,0)","v":9.1503732886613243},{"$f":"IF($D82=\"Full\",'Failure Persistence Storage'!DT82,0)","v":531.90433031520809},{"$f":"IF($D82=\"Full\",'Failure Persistence Storage'!DW82,0)","v":9.3841967634073633},{"$f":"IF($D82=\"Full\",'Failure Persistence Storage'!DX82,0)","v":554.06701074500836},{"$f":"IF($D82=\"Full\",'Failure Persistence Storage'!EA82,0)","v":9.6180202381534023},{"$f":"IF($D82=\"Full\",'Failure Persistence Storage'!EB82,0)","v":578.15688077740015},{"$f":"IF($D82=\"Full\",'Failure Persistence Storage'!EE82,0)","v":9.8518437128994414},{"$f":"IF($D82=\"Full\",'Failure Persistence Storage'!EF82,0)","v":604.43673899455473},{"$f":"IF($D82=\"Full\",'Failure Persistence Storage'!EI82,0)","v":10.08566718764548},{"$f":"IF($D82=\"Full\",'Failure Persistence Storage'!EJ82,0)","v":633.21944085143821},{"$f":"IF($D82=\"Full\",'Failure Persistence Storage'!EM82,0)","v":10.319490662391519},{"$f":"IF($D82=\"Full\",'Failure Persistence Storage'!EN82,0)","v":664.88041289401019},{"$f":"IF($D82=\"Full\",'Failure Persistence Storage'!EQ82,0)","v":10.55331413713756},{"$f":"IF($D82=\"Full\",'Failure Persistence Storage'!ER82,0)","v":699.87411883580023},{"$f":"IF($D82=\"Full\",'Failure Persistence Storage'!EU82,0)","v":10.787137611883599},{"$f":"IF($D82=\"Full\",'Failure Persistence Storage'!EV82,0)","v":738.75601432667793},{"$f":"IF($D82=\"Full\",'Failure Persistence Storage'!EY82,0)","v":11.020961086629638},{"$f":"IF($D82=\"Full\",'Failure Persistence Storage'!EZ82,0)","v":782.21225046354141},{"$f":"IF($D82=\"Full\",'Failure Persistence Storage'!FC82,0)","v":11.254784561375679},{"$f":"IF($D82=\"Full\",'Failure Persistence Storage'!FD82,0)","v":831.1005161175126},{"$f":"IF($D82=\"Full\",'Failure Persistence Storage'!FG82,0)","v":11.488608036121718},{"$f":"IF($D82=\"Full\",'Failure Persistence Storage'!FH82,0)","v":886.50721719201351},{"$f":"IF($D82=\"Full\",'Failure Persistence Storage'!FK82,0)","v":11.722431510867757},{"$f":"IF($D82=\"Full\",'Failure Persistence Storage'!FL82,0)","v":949.82916127715737},{"$f":"IF($D82=\"Full\",'Failure Persistence Storage'!FO82,0)","v":11.956254985613796},{"$f":"IF($D82=\"Full\",'Failure Persistence Storage'!FP82,0)","v":1022.8929429138616},{"$f":"IF($D82=\"Full\",'Failure Persistence Storage'!FS82,0)","v":12.190078460359835},{"$f":"IF($D82=\"Full\",'Failure Persistence Storage'!FT82,0)","v":1108.1340214900167},{"$f":"IF($D82=\"Full\",'Failure Persistence Storage'!FW82,0)","v":12.423901935105874},{"$f":"IF($D82=\"Full\",'Failure Persistence Storage'!FX82,0)","v":1208.8734779891095},{"$f":"IF($D82=\"Full\",'Failure Persistence Storage'!GA82,0)","v":12.657725409851913},{"$f":"IF($D82=\"Full\",'Failure Persistence Storage'!GB82,0)","v":1329.7608257880204},{"$f":"IF($D82=\"Full\",'Failure Persistence Storage'!GE82,0)","v":12.891548884597952},{"$f":"IF($D82=\"Full\",'Failure Persistence Storage'!GF82,0)","v":1477.5120286533559},{"$f":"IF($D82=\"Full\",'Failure Persistence Storage'!GI82,0)","v":13.12537235934399},{"$f":"IF($D82=\"Full\",'Failure Persistence Storage'!GJ82,0)","v":1662.2010322350252},{"$f":"IF($D82=\"Full\",'Failure Persistence Storage'!GM82,0)","v":13.359195834090032},{"$f":"IF($D82=\"Full\",'Failure Persistence Storage'!GN82,0)","v":1899.6583225543147},{"$f":"IF($D82=\"Full\",'Failure Persistence Storage'!GQ82,0)","v":13.593019308836071},{"$f":"IF($D82=\"Full\",'Failure Persistence Storage'!GR82,0)","v":2216.2680429800334},{"$f":"IF($D82=\"Full\",'Failure Persistence Storage'!GU82,0)","v":13.82684278358211},{"$f":"IF($D82=\"Full\",'Failure Persistence Storage'!GV82,0)","v":2659.5216515760408},{"$f":"IF($D82=\"Full\",'Failure Persistence Storage'!GY82,0)","v":14.060666258328149},{"$f":"IF($D82=\"Full\",'Failure Persistence Storage'!GZ82,0)","v":3324.4020644700504},{"$f":"IF($D82=\"Full\",'Failure Persistence Storage'!HC82,0)","v":14.662842659188531},{"$f":"IF($D82=\"Full\",'Failure Persistence Storage'!HD82,0)","v":4432.5360859600669},{"$f":"IF($D82=\"Full\",'Failure Persistence Storage'!HG82,0)","v":15.265019060048912},{"$f":"IF($D82=\"Full\",'Failure Persistence Storage'!HH82,0)","v":6648.8041289401008},{"$f":"IF($D82=\"Full\",'Failure Persistence Storage'!HK82,0)","v":15.867195460909295},{"$f":"IF($D82=\"Full\",'Failure Persistence Storage'!HL82,0)","v":13297.608257880202},{"$f":"IF($D82=\"Full\",'Failure Persistence Storage'!HO82,0)","v":16.469371861769677}]
[null,4,"Pipe","Full",350,74.706999999999994,"MS",{"$f":"50-2019+C38","v":67},1.5624000137527166E-2,4.1231685816214796,9.3841967634073633,15.566107260479104,null,null,null,null,null,null,null,null,null,null,null,null,null,null,null,65.310301733446323,1.5311520134776624E-2,2.5252791502630264E-2,1.6492674326485919,66.670933019559797,1.4999040132026078E-2,4.9474856821479694E-2,3.2985348652971838,68.089463509337662,1.4686560129275536E-2,6.2272194557870503E-2,4.2400803189944991,69.56966923780152,1.4374080126524993E-2,6.4308251609590639E-2,4.4739037937405381,71.11566188753045,1.4061600123774448E-2,6.6198178341247207E-2,4.7077272684865781,72.73192693042887,1.3749120121023905E-2,6.7941974752840209E-2,4.9415507432326171,74.423367091601634,1.3436640118273361E-2,6.9539640844369643E-2,5.1753742179786562,76.195352022354058,1.3124160115522818E-2,7.0991176615835511E-2,5.4091976927246961,78.053775242411461,1.2811680112772277E-2,7.2296582067237811E-2,5.6430211674707351,80.005119623471742,1.2499200110021733E-2,7.3455857198576543E-2,5.8768446422167742,82.056532947150515,1.218672010727119E-2,7.4469002009851695E-2,6.1106681169628132,84.215915393128171,1.1874240104520645E-2,7.5336016501063266E-2,6.3444915917088514,86.492021214564062,1.1561760101770102E-2,7.6056900672211311E-2,6.5783150664548922,88.894577359413063,1.1249280099019559E-2,7.6631654523295761E-2,6.8121385412009312,91.434422426824852,1.0936800096269017E-2,7.7060278054316672E-2,7.0459620159469711,94.123670145260874,1.0624320093518474E-2,7.7342771265273988E-2,7.2797854906930102,96.975902573905145,1.0311840090767931E-2,7.7479134156167737E-2,7.5136089654390492,100.00639952933969,9.9993600880173856E-3,7.7469366726997918E-2,7.7474324401850883,103.2324124173829,9.6868800852668423E-3,7.7313468977764532E-2,7.9812559149311273,106.67349283129568,9.3744000825162991E-3,7.7011440908467593E-2,8.2150793896771681,110.35188913582311,9.0619200797657559E-3,7.6563282519107073E-2,8.4489028644232071,114.29302803353107,8.7494400770152126E-3,7.5968993809682986E-2,8.6827263391692462,118.52610314588408,8.4369600742646694E-3,7.5228574780195331E-2,8.9165498139152852,123.08479942072577,8.1244800715141261E-3,7.434202543064411E-2,9.1503732886613243,128.00819139755481,7.812000068763582E-3,7.3309345761029307E-2,9.3841967634073633,133.34186603911959,7.4995200660130388E-3,7.2130535771350951E-2,9.6180202381534023,139.13933847560304,7.1870400632624964E-3,7.0805595461609028E-2,9.8518437128994414,145.46385386085774,6.8745600605119523E-3,6.9334524831803523E-2,10.08566718764548,152.39070404470812,6.562080057761409E-3,6.7717323881934466E-2,10.319490662391519,160.01023924694348,6.2496000550108666E-3,6.5953992612001855E-2,10.55331413713756,168.43183078625634,5.9371200522603225E-3,6.4044531022005649E-2,10.787137611883601,177.78915471882613,5.6246400495097793E-3,6.1988939111945883E-2,11.020961086629638,188.24734029052175,5.3121600467592369E-3,5.9787216881822564E-2,11.254784561375679,200.01279905867938,4.9996800440086928E-3,5.7439364331635656E-2,11.488608036121718,213.34698566259135,4.6872000412581495E-3,5.4945381461385182E-2,11.722431510867757,228.58605606706215,4.3747200385076063E-3,5.2305268271071147E-2,11.956254985613796,246.16959884145155,4.0622400357570631E-3,4.9519024760693545E-2,12.190078460359835,266.68373207823919,3.7497600330065194E-3,4.6586650930252368E-2,12.423901935105874,290.92770772171548,3.4372800302559761E-3,4.3508146779747625E-2,12.657725409851913,320.02047849388697,3.1248000275054333E-3,4.0283512309179322E-2,12.891548884597952,355.57830943765225,2.8123200247548896E-3,3.6912747518547437E-2,13.125372359343991,400.02559811735875,2.4998400220043464E-3,3.3395852407851999E-2,13.359195834090031,457.17211213412429,2.1873600192538032E-3,2.9732826977092987E-2,13.593019308836071,533.36746415647838,1.8748800165032597E-3,2.5923671226270404E-2,13.82684278358211,640.04095698777394,1.5624000137527167E-3,2.1968385155384261E-2,14.060666258328149,800.05119623471751,1.2499200110021732E-3,1.8327380457896066E-2,14.662842659188533,1066.7349283129568,9.3744000825162984E-4,1.431003959361354E-2,15.265019060048912,1600.102392469435,6.249600055010866E-4,9.9163625625366906E-3,15.867195460909295,3200.20478493887,3.124800027505433E-4,5.1463493646655093E-3,16.469371861769677,null,{"$f":"IF($D83=\"Full\",'Failure Persistence Storage'!AB83,0)","v":65.310301733446323},{"$f":"IF($D83=\"Full\",'Failure Persistence Storage'!AE83,0)","v":1.6492674326485919},{"$f":"IF($D83=\"Full\",'Failure Persistence Storage'!AF83,0)","v":66.670933019559797},{"$f":"IF($D83=\"Full\",'Failure Persistence Storage'!AI83,0)","v":3.2985348652971838},{"$f":"IF($D83=\"Full\",'Failure Persistence Storage'!AJ83,0)","v":68.089463509337662},{"$f":"IF($D83=\"Full\",'Failure Persistence Storage'!AM83,0)","v":4.2400803189944991},{"$f":"IF($D83=\"Full\",'Failure Persistence Storage'!AN83,0)","v":69.56966923780152},{"$f":"IF($D83=\"Full\",'Failure Persistence Storage'!AQ83,0)","v":4.4739037937405381},{"$f":"IF($D83=\"Full\",'Failure Persistence Storage'!AR83,0)","v":71.11566188753045},{"$f":"IF($D83=\"Full\",'Failure Persistence Storage'!AU83,0)","v":4.7077272684865781},{"$f":"IF($D83=\"Full\",'Failure Persistence Storage'!AV83,0)","v":72.73192693042887},{"$f":"IF($D83=\"Full\",'Failure Persistence Storage'!AY83,0)","v":4.9415507432326171},{"$f":"IF($D83=\"Full\",'Failure Persistence Storage'!AZ83,0)","v":74.423367091601634},{"$f":"IF($D83=\"Full\",'Failure Persistence Storage'!BC83,0)","v":5.1753742179786562},{"$f":"IF($D83=\"Full\",'Failure Persistence Storage'!BD83,0)","v":76.195352022354058},{"$f":"IF($D83=\"Full\",'Failure Persistence Storage'!BG83,0)","v":5.4091976927246961},{"$f":"IF($D83=\"Full\",'Failure Persistence Storage'!BH83,0)","v":78.053775242411461},{"$f":"IF($D83=\"Full\",'Failure Persistence Storage'!BK83,0)","v":5.6430211674707351},{"$f":"IF($D83=\"Full\",'Failure Persistence Storage'!BL83,0)","v":80.005119623471742},{"$f":"IF($D83=\"Full\",'Failure Persistence Storage'!BO83,0)","v":5.8768446422167742},{"$f":"IF($D83=\"Full\",'Failure Persistence Storage'!BP83,0)","v":82.056532947150515},{"$f":"IF($D83=\"Full\",'Failure Persistence Storage'!BS83,0)","v":6.1106681169628132},{"$f":"IF($D83=\"Full\",'Failure Persistence Storage'!BT83,0)","v":84.215915393128171},{"$f":"IF($D83=\"Full\",'Failure Persistence Storage'!BW83,0)","v":6.3444915917088514},{"$f":"IF($D83=\"Full\",'Failure Persistence Storage'!BX83,0)","v":86.492021214564062},{"$f":"IF($D83=\"Full\",'Failure Persistence Storage'!CA83,0)","v":6.5783150664548922},{"$f":"IF($D83=\"Full\",'Failure Persistence Storage'!CB83,0)","v":88.894577359413063},{"$f":"IF($D83=\"Full\",'Failure Persistence Storage'!CE83,0)","v":6.8121385412009312},{"$f":"IF($D83=\"Full\",'Failure Persistence Storage'!CF83,0)","v":91.434422426824852},{"$f":"IF($D83=\"Full\",'Failure Persistence Storage'!CI83,0)","v":7.0459620159469711},{"$f":"IF($D83=\"Full\",'Failure Persistence Storage'!CJ83,0)","v":94.123670145260874},{"$f":"IF($D83=\"Full\",'Failure Persistence Storage'!CM83,0)","v":7.2797854906930102},{"$f":"IF($D83=\"Full\",'Failure Persistence Storage'!CN83,0)","v":96.975902573905145},{"$f":"IF($D83=\"Full\",'Failure Persistence Storage'!CQ83,0)","v":7.5136089654390492},{"$f":"IF($D83=\"Full\",'Failure Persistence Storage'!CR83,0)","v":100.00639952933969},{"$f":"IF($D83=\"Full\",'Failure Persistence Storage'!CU83,0)","v":7.7474324401850883},{"$f":"IF($D83=\"Full\",'Failure Persistence Storage'!CV83,0)","v":103.2324124173829},{"$f":"IF($D83=\"Full\",'Failure Persistence Storage'!CY83,0)","v":7.9812559149311273},{"$f":"IF($D83=\"Full\",'Failure Persistence Storage'!CZ83,0)","v":106.67349283129568},{"$f":"IF($D83=\"Full\",'Failure Persistence Storage'!DC83,0)","v":8.2150793896771681},{"$f":"IF($D83=\"Full\",'Failure Persistence Storage'!DD83,0)","v":110.35188913582311},{"$f":"IF($D83=\"Full\",'Failure Persistence Storage'!DG83,0)","v":8.4489028644232071},{"$f":"IF($D83=\"Full\",'Failure Persistence Storage'!DH83,0)","v":114.29302803353107},{"$f":"IF($D83=\"Full\",'Failure Persistence Storage'!DK83,0)","v":8.6827263391692462},{"$f":"IF($D83=\"Full\",'Failure Persistence Storage'!DL83,0)","v":118.52610314588408},{"$f":"IF($D83=\"Full\",'Failure Persistence Storage'!DO83,0)","v":8.9165498139152852},{"$f":"IF($D83=\"Full\",'Failure Persistence Storage'!DP83,0)","v":123.08479942072577},{"$f":"IF($D83=\"Full\",'Failure Persistence Storage'!DS83,0)","v":9.1503732886613243},{"$f":"IF($D83=\"Full\",'Failure Persistence Storage'!DT83,0)","v":128.00819139755481},{"$f":"IF($D83=\"Full\",'Failure Persistence Storage'!DW83,0)","v":9.3841967634073633},{"$f":"IF($D83=\"Full\",'Failure Persistence Storage'!DX83,0)","v":133.34186603911959},{"$f":"IF($D83=\"Full\",'Failure Persistence Storage'!EA83,0)","v":9.6180202381534023},{"$f":"IF($D83=\"Full\",'Failure Persistence Storage'!EB83,0)","v":139.13933847560304},{"$f":"IF($D83=\"Full\",'Failure Persistence Storage'!EE83,0)","v":9.8518437128994414},{"$f":"IF($D83=\"Full\",'Failure Persistence Storage'!EF83,0)","v":145.46385386085774},{"$f":"IF($D83=\"Full\",'Failure Persistence Storage'!EI83,0)","v":10.08566718764548},{"$f":"IF($D83=\"Full\",'Failure Persistence Storage'!EJ83,0)","v":152.39070404470812},{"$f":"IF($D83=\"Full\",'Failure Persistence Storage'!EM83,0)","v":10.319490662391519},{"$f":"IF($D83=\"Full\",'Failure Persistence Storage'!EN83,0)","v":160.01023924694348},{"$f":"IF($D83=\"Full\",'Failure Persistence Storage'!EQ83,0)","v":10.55331413713756},{"$f":"IF($D83=\"Full\",'Failure Persistence Storage'!ER83,0)","v":168.43183078625634},{"$f":"IF($D83=\"Full\",'Failure Persistence Storage'!EU83,0)","v":10.787137611883601},{"$f":"IF($D83=\"Full\",'Failure Persistence Storage'!EV83,0)","v":177.78915471882613},{"$f":"IF($D83=\"Full\",'Failure Persistence Storage'!EY83,0)","v":11.020961086629638},{"$f":"IF($D83=\"Full\",'Failure Persistence Storage'!EZ83,0)","v":188.24734029052175},{"$f":"IF($D83=\"Full\",'Failure Persistence Storage'!FC83,0)","v":11.254784561375679},{"$f":"IF($D83=\"Full\",'Failure Persistence Storage'!FD83,0)","v":200.01279905867938},{"$f":"IF($D83=\"Full\",'Failure Persistence Storage'!FG83,0)","v":11.488608036121718},{"$f":"IF($D83=\"Full\",'Failure Persistence Storage'!FH83,0)","v":213.34698566259135},{"$f":"IF($D83=\"Full\",'Failure Persistence Storage'!FK83,0)","v":11.722431510867757},{"$f":"IF($D83=\"Full\",'Failure Persistence Storage'!FL83,0)","v":228.58605606706215},{"$f":"IF($D83=\"Full\",'Failure Persistence Storage'!FO83,0)","v":11.956254985613796},{"$f":"IF($D83=\"Full\",'Failure Persistence Storage'!FP83,0)","v":246.16959884145155},{"$f":"IF($D83=\"Full\",'Failure Persistence Storage'!FS83,0)","v":12.190078460359835},{"$f":"IF($D83=\"Full\",'Failure Persistence Storage'!FT83,0)","v":266.68373207823919},{"$f":"IF($D83=\"Full\",'Failure Persistence Storage'!FW83,0)","v":12.423901935105874},{"$f":"IF($D83=\"Full\",'Failure Persistence Storage'!FX83,0)","v":290.92770772171548},{"$f":"IF($D83=\"Full\",'Failure Persistence Storage'!GA83,0)","v":12.657725409851913},{"$f":"IF($D83=\"Full\",'Failure Persistence Storage'!GB83,0)","v":320.02047849388697},{"$f":"IF($D83=\"Full\",'Failure Persistence Storage'!GE83,0)","v":12.891548884597952},{"$f":"IF($D83=\"Full\",'Failure Persistence Storage'!GF83,0)","v":355.57830943765225},{"$f":"IF($D83=\"Full\",'Failure Persistence Storage'!GI83,0)","v":13.125372359343991},{"$f":"IF($D83=\"Full\",'Failure Persistence Storage'!GJ83,0)","v":400.02559811735875},{"$f":"IF($D83=\"Full\",'Failure Persistence Storage'!GM83,0)","v":13.359195834090031},{"$f":"IF($D83=\"Full\",'Failure Persistence Storage'!GN83,0)","v":457.17211213412429},{"$f":"IF($D83=\"Full\",'Failure Persistence Storage'!GQ83,0)","v":13.593019308836071},{"$f":"IF($D83=\"Full\",'Failure Persistence Storage'!GR83,0)","v":533.36746415647838},{"$f":"IF($D83=\"Full\",'Failure Persistence Storage'!GU83,0)","v":13.82684278358211},{"$f":"IF($D83=\"Full\",'Failure Persistence Storage'!GV83,0)","v":640.04095698777394},{"$f":"IF($D83=\"Full\",'Failure Persistence Storage'!GY83,0)","v":14.060666258328149},{"$f":"IF($D83=\"Full\",'Failure Persistence Storage'!GZ83,0)","v":800.05119623471751},{"$f":"IF($D83=\"Full\",'Failure Persistence Storage'!HC83,0)","v":14.662842659188533},{"$f":"IF($D83=\"Full\",'Failure Persistence Storage'!HD83,0)","v":1066.7349283129568},{"$f":"IF($D83=\"Full\",'Failure Persistence Storage'!HG83,0)","v":15.265019060048912},{"$f":"IF($D83=\"Full\",'Failure Persistence Storage'!HH83,0)","v":1600.102392469435},{"$f":"IF($D83=\"Full\",'Failure Persistence Storage'!HK83,0)","v":15.867195460909295},{"$f":"IF($D83=\"Full\",'Failure Persistence Storage'!HL83,0)","v":3200.20478493887},{"$f":"IF($D83=\"Full\",'Failure Persistence Storage'!HO83,0)","v":16.469371861769677}]
[null,5,"Pipe","Full",350,51.439,"MS",{"$f":"50-2019+C38","v":67},1.0757799711864484E-2,4.1231685816214796,9.3841967634073633,15.566107260479104,null,null,null,null,null,null,null,null,null,null,null,null,null,null,null,94.852868671641644,1.0542643717627193E-2,1.7387638937499807E-2,1.6492674326485919,96.828970102300829,1.0327487723389905E-2,3.4065578326530239E-2,3.2985348652971838,98.889160955541271,1.0112331729152615E-2,4.287709874392362E-2,4.2400803189944991,101.03892532414,9.8971757349153259E-3,4.4279012067754475E-2,4.4739037937405381,103.28423477578755,9.6820197406780363E-3,4.558030834721534E-2,4.7077272684865781,105.63160374796456,9.466863746440745E-3,4.6780987582306179E-2,4.9415507432326171,108.08815267233581,9.2517077522034571E-3,4.7881049773027033E-2,5.1753742179786562,110.66168011691524,9.0365517579661676E-3,4.888049491937789E-2,5.4091976927246961,113.36074548562047,8.821395763728878E-3,4.9779323021358735E-2,5.6430211674707351,116.19476412276101,8.6062397694915867E-3,5.0577534078969553E-2,5.8768446422167742,119.17411704898565,8.3910837752542971E-3,5.1275128092210388E-2,6.1106681169628132,122.31027802395896,8.1759277810170075E-3,5.1872105061081218E-2,6.3444915917088522,125.61596121379569,7.9607717867797179E-3,5.236846498558205E-2,6.5783150664548922,129.10529346973445,7.7456157925424284E-3,5.276420786571287E-2,6.8121385412009312,132.79401614029828,7.5304597983051388E-3,5.3059333701473699E-2,7.0459620159469711,136.69972249736585,7.3153038040678509E-3,5.3253842492864523E-2,7.2797854906930102,140.84213833061941,7.1001478098305587E-3,5.3347734239885321E-2,7.5136089654390492,145.24345515345124,6.8849918155932709E-3,5.3341008942536135E-2,7.7474324401850883,149.92872790033678,6.6698358213559796E-3,5.323366660081693E-2,7.9812559149311273,154.92635216368134,6.45467982711869E-3,5.3025707214727741E-2,8.2150793896771681,160.26864016932552,6.2395238328814004E-3,5.2717130784268533E-2,8.4489028644232071,165.99252017537285,6.0243678386441117E-3,5.2307937309439334E-2,8.6827263391692462,172.14039129297925,5.8092118444068221E-3,5.1798126790240116E-2,8.9165498139152852,178.76117557347845,5.5940558501695317E-3,5.11876992266709E-2,9.1503732886613243,185.9116225964176,5.3788998559322421E-3,5.047665461873168E-2,9.3841967634073633,193.65794020460166,5.1637438616949525E-3,4.9664992966422461E-2,9.6180202381534023,202.07785064827999,4.9485878674576629E-3,4.875271426974323E-2,9.8518437128994414,211.26320749592912,4.7334318732203725E-3,4.7739818528693988E-2,10.08566718764548,221.32336023383047,4.5182758789830838E-3,4.6626305743274768E-2,10.319490662391519,232.38952824552203,4.3031198847457933E-3,4.5412175913485529E-2,10.55331413713756,244.62055604791792,4.0879638905085038E-3,4.4097429039326286E-2,10.787137611883599,258.2105869394689,3.8728078962712142E-3,4.2682065120797044E-2,11.020961086629638,273.39944499473171,3.6576519020339255E-3,4.1166084157897812E-2,11.254784561375679,290.48691030690247,3.4424959077966354E-3,3.9549486150628553E-2,11.488608036121718,309.85270432736269,3.227339913559345E-3,3.783227109898929E-2,11.722431510867757,331.98504035074569,3.0121839193220559E-3,3.6014439002980035E-2,11.956254985613796,357.52235114695691,2.7970279250847658E-3,3.4095989862600769E-2,12.190078460359835,387.31588040920332,2.5818719308474763E-3,3.2076923677851504E-2,12.423901935105876,422.52641499185825,2.3667159366101862E-3,2.9957240448732225E-2,12.657725409851913,464.77905649104406,2.1515599423728967E-3,2.773694017524295E-2,12.891548884597952,516.42117387893779,1.9364039481356071E-3,2.5416022857383674E-2,13.125372359343991,580.97382061380495,1.7212479538983177E-3,2.2994488495154397E-2,13.359195834090032,663.97008070149138,1.5060919596610279E-3,2.0472337088555111E-2,13.593019308836073,774.63176081840663,1.2909359654237381E-3,1.7849568637585817E-2,13.826842783582109,929.55811298208812,1.0757799711864483E-3,1.5126183142246521E-2,14.060666258328149,1161.9476412276099,8.6062397694915886E-4,1.2619193962730613E-2,14.662842659188531,1549.2635216368133,6.4546798271186907E-4,9.8530810587480026E-3,15.26501906004891,2323.8952824552198,4.3031198847457943E-4,6.827844430298699E-3,15.867195460909294,4647.7905649104396,2.1515599423728972E-4,3.5434840773826979E-3,16.469371861769677,null,{"$f":"IF($D84=\"Full\",'Failure Persistence Storage'!AB84,0)","v":94.852868671641644},{"$f":"IF($D84=\"Full\",'Failure Persistence Storage'!AE84,0)","v":1.6492674326485919},{"$f":"IF($D84=\"Full\",'Failure Persistence Storage'!AF84,0)","v":96.828970102300829},{"$f":"IF($D84=\"Full\",'Failure Persistence Storage'!AI84,0)","v":3.2985348652971838},{"$f":"IF($D84=\"Full\",'Failure Persistence Storage'!AJ84,0)","v":98.889160955541271},{"$f":"IF($D84=\"Full\",'Failure Persistence Storage'!AM84,0)","v":4.2400803189944991},{"$f":"IF($D84=\"Full\",'Failure Persistence Storage'!AN84,0)","v":101.03892532414},{"$f":"IF($D84=\"Full\",'Failure Persistence Storage'!AQ84,0)","v":4.4739037937405381},{"$f":"IF($D84=\"Full\",'Failure Persistence Storage'!AR84,0)","v":103.28423477578755},{"$f":"IF($D84=\"Full\",'Failure Persistence Storage'!AU84,0)","v":4.7077272684865781},{"$f":"IF($D84=\"Full\",'Failure Persistence Storage'!AV84,0)","v":105.63160374796456},{"$f":"IF($D84=\"Full\",'Failure Persistence Storage'!AY84,0)","v":4.9415507432326171},{"$f":"IF($D84=\"Full\",'Failure Persistence Storage'!AZ84,0)","v":108.08815267233581},{"$f":"IF($D84=\"Full\",'Failure Persistence Storage'!BC84,0)","v":5.1753742179786562},{"$f":"IF($D84=\"Full\",'Failure Persistence Storage'!BD84,0)","v":110.66168011691524},{"$f":"IF($D84=\"Full\",'Failure Persistence Storage'!BG84,0)","v":5.4091976927246961},{"$f":"IF($D84=\"Full\",'Failure Persistence Storage'!BH84,0)","v":113.36074548562047},{"$f":"IF($D84=\"Full\",'Failure Persistence Storage'!BK84,0)","v":5.6430211674707351},{"$f":"IF($D84=\"Full\",'Failure Persistence Storage'!BL84,0)","v":116.19476412276101},{"$f":"IF($D84=\"Full\",'Failure Persistence Storage'!BO84,0)","v":5.8768446422167742},{"$f":"IF($D84=\"Full\",'Failure Persistence Storage'!BP84,0)","v":119.17411704898565},{"$f":"IF($D84=\"Full\",'Failure Persistence Storage'!BS84,0)","v":6.1106681169628132},{"$f":"IF($D84=\"Full\",'Failure Persistence Storage'!BT84,0)","v":122.31027802395896},{"$f":"IF($D84=\"Full\",'Failure Persistence Storage'!BW84,0)","v":6.3444915917088522},{"$f":"IF($D84=\"Full\",'Failure Persistence Storage'!BX84,0)","v":125.61596121379569},{"$f":"IF($D84=\"Full\",'Failure Persistence Storage'!CA84,0)","v":6.5783150664548922},{"$f":"IF($D84=\"Full\",'Failure Persistence Storage'!CB84,0)","v":129.10529346973445},{"$f":"IF($D84=\"Full\",'Failure Persistence Storage'!CE84,0)","v":6.8121385412009312},{"$f":"IF($D84=\"Full\",'Failure Persistence Storage'!CF84,0)","v":132.79401614029828},{"$f":"IF($D84=\"Full\",'Failure Persistence Storage'!CI84,0)","v":7.0459620159469711},{"$f":"IF($D84=\"Full\",'Failure Persistence Storage'!CJ84,0)","v":136.69972249736585},{"$f":"IF($D84=\"Full\",'Failure Persistence Storage'!CM84,0)","v":7.2797854906930102},{"$f":"IF($D84=\"Full\",'Failure Persistence Storage'!CN84,0)","v":140.84213833061941},{"$f":"IF($D84=\"Full\",'Failure Persistence Storage'!CQ84,0)","v":7.5136089654390492},{"$f":"IF($D84=\"Full\",'Failure Persistence Storage'!CR84,0)","v":145.24345515345124},{"$f":"IF($D84=\"Full\",'Failure Persistence Storage'!CU84,0)","v":7.7474324401850883},{"$f":"IF($D84=\"Full\",'Failure Persistence Storage'!CV84,0)","v":149.92872790033678},{"$f":"IF($D84=\"Full\",'Failure Persistence Storage'!CY84,0)","v":7.9812559149311273},{"$f":"IF($D84=\"Full\",'Failure Persistence Storage'!CZ84,0)","v":154.92635216368134},{"$f":"IF($D84=\"Full\",'Failure Persistence Storage'!DC84,0)","v":8.2150793896771681},{"$f":"IF($D84=\"Full\",'Failure Persistence Storage'!DD84,0)","v":160.26864016932552},{"$f":"IF($D84=\"Full\",'Failure Persistence Storage'!DG84,0)","v":8.4489028644232071},{"$f":"IF($D84=\"Full\",'Failure Persistence Storage'!DH84,0)","v":165.99252017537285},{"$f":"IF($D84=\"Full\",'Failure Persistence Storage'!DK84,0)","v":8.6827263391692462},{"$f":"IF($D84=\"Full\",'Failure Persistence Storage'!DL84,0)","v":172.14039129297925},{"$f":"IF($D84=\"Full\",'Failure Persistence Storage'!DO84,0)","v":8.9165498139152852},{"$f":"IF($D84=\"Full\",'Failure Persistence Storage'!DP84,0)","v":178.76117557347845},{"$f":"IF($D84=\"Full\",'Failure Persistence Storage'!DS84,0)","v":9.1503732886613243},{"$f":"IF($D84=\"Full\",'Failure Persistence Storage'!DT84,0)","v":185.9116225964176},{"$f":"IF($D84=\"Full\",'Failure Persistence Storage'!DW84,0)","v":9.3841967634073633},{"$f":"IF($D84=\"Full\",'Failure Persistence Storage'!DX84,0)","v":193.65794020460166},{"$f":"IF($D84=\"Full\",'Failure Persistence Storage'!EA84,0)","v":9.6180202381534023},{"$f":"IF($D84=\"Full\",'Failure Persistence Storage'!EB84,0)","v":202.07785064827999},{"$f":"IF($D84=\"Full\",'Failure Persistence Storage'!EE84,0)","v":9.8518437128994414},{"$f":"IF($D84=\"Full\",'Failure Persistence Storage'!EF84,0)","v":211.26320749592912},{"$f":"IF($D84=\"Full\",'Failure Persistence Storage'!EI84,0)","v":10.08566718764548},{"$f":"IF($D84=\"Full\",'Failure Persistence Storage'!EJ84,0)","v":221.32336023383047},{"$f":"IF($D84=\"Full\",'Failure Persistence Storage'!EM84,0)","v":10.319490662391519},{"$f":"IF($D84=\"Full\",'Failure Persistence Storage'!EN84,0)","v":232.38952824552203},{"$f":"IF($D84=\"Full\",'Failure Persistence Storage'!EQ84,0)","v":10.55331413713756},{"$f":"IF($D84=\"Full\",'Failure Persistence Storage'!ER84,0)","v":244.62055604791792},{"$f":"IF($D84=\"Full\",'Failure Persistence Storage'!EU84,0)","v":10.787137611883599},{"$f":"IF($D84=\"Full\",'Failure Persistence Storage'!EV84,0)","v":258.2105869394689},{"$f":"IF($D84=\"Full\",'Failure Persistence Storage'!EY84,0)","v":11.020961086629638},{"$f":"IF($D84=\"Full\",'Failure Persistence Storage'!EZ84,0)","v":273.39944499473171},{"$f":"IF($D84=\"Full\",'Failure Persistence Storage'!FC84,0)","v":11.254784561375679},{"$f":"IF($D84=\"Full\",'Failure Persistence Storage'!FD84,0)","v":290.48691030690247},{"$f":"IF($D84=\"Full\",'Failure Persistence Storage'!FG84,0)","v":11.488608036121718},{"$f":"IF($D84=\"Full\",'Failure Persistence Storage'!FH84,0)","v":309.85270432736269},{"$f":"IF($D84=\"Full\",'Failure Persistence Storage'!FK84,0)","v":11.722431510867757},{"$f":"IF($D84=\"Full\",'Failure Persistence Storage'!FL84,0)","v":331.98504035074569},{"$f":"IF($D84=\"Full\",'Failure Persistence Storage'!FO84,0)","v":11.956254985613796},{"$f":"IF($D84=\"Full\",'Failure Persistence Storage'!FP84,0)","v":357.52235114695691},{"$f":"IF($D84=\"Full\",'Failure Persistence Storage'!FS84,0)","v":12.190078460359835},{"$f":"IF($D84=\"Full\",'Failure Persistence Storage'!FT84,0)","v":387.31588040920332},{"$f":"IF($D84=\"Full\",'Failure Persistence Storage'!FW84,0)","v":12.423901935105876},{"$f":"IF($D84=\"Full\",'Failure Persistence Storage'!FX84,0)","v":422.52641499185825},{"$f":"IF($D84=\"Full\",'Failure Persistence Storage'!GA84,0)","v":12.657725409851913},{"$f":"IF($D84=\"Full\",'Failure Persistence Storage'!GB84,0)","v":464.77905649104406},{"$f":"IF($D84=\"Full\",'Failure Persistence Storage'!GE84,0)","v":12.891548884597952},{"$f":"IF($D84=\"Full\",'Failure Persistence Storage'!GF84,0)","v":516.42117387893779},{"$f":"IF($D84=\"Full\",'Failure Persistence Storage'!GI84,0)","v":13.125372359343991},{"$f":"IF($D84=\"Full\",'Failure Persistence Storage'!GJ84,0)","v":580.97382061380495},{"$f":"IF($D84=\"Full\",'Failure Persistence Storage'!GM84,0)","v":13.359195834090032},{"$f":"IF($D84=\"Full\",'Failure Persistence Storage'!GN84,0)","v":663.97008070149138},{"$f":"IF($D84=\"Full\",'Failure Persistence Storage'!GQ84,0)","v":13.593019308836073},{"$f":"IF($D84=\"Full\",'Failure Persistence Storage'!GR84,0)","v":774.63176081840663},{"$f":"IF($D84=\"Full\",'Failure Persistence Storage'!GU84,0)","v":13.826842783582109},{"$f":"IF($D84=\"Full\",'Failure Persistence Storage'!GV84,0)","v":929.55811298208812},{"$f":"IF($D84=\"Full\",'Failure Persistence Storage'!GY84,0)","v":14.060666258328149},{"$f":"IF($D84=\"Full\",'Failure Persistence Storage'!GZ84,0)","v":1161.9476412276099},{"$f":"IF($D84=\"Full\",'Failure Persistence Storage'!HC84,0)","v":14.662842659188531},{"$f":"IF($D84=\"Full\",'Failure Persistence Storage'!HD84,0)","v":1549.2635216368133},{"$f":"IF($D84=\"Full\",'Failure Persistence Storage'!HG84,0)","v":15.26501906004891},{"$f":"IF($D84=\"Full\",'Failure Persistence Storage'!HH84,0)","v":2323.8952824552198},{"$f":"IF($D84=\"Full\",'Failure Persistence Storage'!HK84,0)","v":15.867195460909294},{"$f":"IF($D84=\"Full\",'Failure Persistence Storage'!HL84,0)","v":4647.7905649104396},{"$f":"IF($D84=\"Full\",'Failure Persistence Storage'!HO84,0)","v":16.469371861769677}]
[null,6,"Pipe","Full",350,17.163,"MS",{"$f":"50-2019+C38","v":67},3.5894188544631526E-3,4.1231685816214796,9.3841967634073633,15.566107260479104,null,null,null,null,null,null,null,null,null,null,null,null,null,null,null,284.28227650181054,3.5176304773738899E-3,5.8015133864248759E-3,1.6492674326485919,290.20482392893166,3.4458421002846263E-3,1.1366230308097714E-2,3.2985348652971838,296.37939465082383,3.3740537231953631E-3,1.4306258786950772E-2,4.2400803189944991,302.82242496931997,3.3022653461061004E-3,1.4774017459881994E-2,4.4739037937405381,309.5518121908604,3.2304769690168372E-3,1.5208204517258435E-2,4.7077272684865781,316.5870806497436,3.1586885919275744E-3,1.5608819959080094E-2,4.9415507432326171,323.94957089741206,3.0869002148383113E-3,1.5975863785346971E-2,5.1753742179786562,331.66265591877902,3.0151118377490481E-3,1.630933599605907E-2,5.4091976927246961,339.75198898996871,2.9433234606597854E-3,1.6609236591216388E-2,5.643021167470736,348.24578871471795,2.8715350835705222E-3,1.6875565570818919E-2,5.8768446422167733,357.17516791253121,2.7997467064812594E-3,1.7108322934866676E-2,6.1106681169628141,366.5745144365452,2.7279583293919963E-3,1.7307508683359646E-2,6.3444915917088522,376.48193374564107,2.6561699523027327E-3,1.7473122816297839E-2,6.5783150664548922,386.93976523857555,2.5843815752134695E-3,1.7605165333681248E-2,6.8121385412009303,397.99518710253483,2.5125931981242067E-3,1.7703636235509884E-2,7.045962015946972,409.70092789966822,2.4408048210349436E-3,1.7768535521783733E-2,7.2797854906930111,422.11610753299146,2.3690164439456808E-3,1.7799863192502801E-2,7.5136089654390492,435.30723589339743,2.2972280668564177E-3,1.7797619247667089E-2,7.7474324401850883,449.34940479318448,2.2254396897671545E-3,1.7761803687276596E-2,7.9812559149311282,464.32771828629058,2.1536513126778917E-3,1.7692416511331327E-2,8.2150793896771681,480.33901891685235,2.0818629355886286E-3,1.758945771983127E-2,8.4489028644232071,497.49398387816854,2.0100745584993654E-3,1.7452927312776433E-2,8.6827263391692462,515.91968698476728,1.9382861814101027E-3,1.7282825290166819E-2,8.9165498139152852,535.76275186879684,1.8664978043208395E-3,1.7079151652002422E-2,9.1503732886613243,557.19326194354869,1.7947094272315765E-3,1.6841906398283243E-2,9.3841967634073633,580.40964785786332,1.7229210501423131E-3,1.6571089529009281E-2,9.6180202381534023,605.64484993863994,1.6511326730530502E-3,1.6266701044180543E-2,9.8518437128994432,633.1741612994872,1.5793442959637872E-3,1.592874094379702E-2,10.08566718764548,663.32531183755805,1.507555918874524E-3,1.5557209227858717E-2,10.319490662391519,696.49157742943589,1.4357675417852611E-3,1.5152105896365639E-2,10.55331413713756,733.1490288730904,1.3639791646959981E-3,1.4713430949317775E-2,10.787137611883599,773.87953047715109,1.2921907876067347E-3,1.4241184386715127E-2,11.020961086629638,819.40185579933643,1.2204024105174718E-3,1.3735366208557705E-2,11.254784561375679,870.61447178679487,1.1486140334282088E-3,1.31959764148455E-2,11.488608036121718,928.65543657258115,1.0768256563389459E-3,1.2623015005578513E-2,11.722431510867757,994.98796775633707,1.0050372792496827E-3,1.2016481980756744E-2,11.956254985613796,1071.5255037375937,9.3324890216041974E-4,1.1376377340380196E-2,12.190078460359835,1160.8192957157266,8.6146052507115657E-4,1.0702701084448865E-2,12.423901935105874,1266.3483225989744,7.8967214798189361E-4,9.9954532129627547E-3,12.657725409851913,1392.9831548588718,7.1788377089263054E-4,9.2546337259218625E-3,12.891548884597951,1547.7590609543022,6.4609539380336737E-4,8.48024262332619E-3,13.125372359343991,1741.2289435735897,5.7430701671410441E-4,7.6722799051757388E-3,13.359195834090032,1989.9759355126741,5.0251863962484135E-4,6.8307455714705038E-3,13.593019308836071,2321.6385914314533,4.3073026253557828E-4,5.9556396222104884E-3,13.82684278358211,2785.9663097177436,3.5894188544631527E-4,5.0469620573956927E-3,14.060666258328149,3482.4578871471795,2.8715350835705221E-4,4.2104867120734352E-3,14.662842659188529,4643.2771828629066,2.1536513126778914E-4,3.2875528336727372E-3,15.265019060048912,6964.9157742943589,1.435767541785261E-4,2.2781604221935991E-3,15.867195460909295,13929.831548588718,7.1788377089263052E-5,1.1823094776360198E-3,16.469371861769677,null,{"$f":"IF($D85=\"Full\",'Failure Persistence Storage'!AB85,0)","v":284.28227650181054},{"$f":"IF($D85=\"Full\",'Failure Persistence Storage'!AE85,0)","v":1.6492674326485919},{"$f":"IF($D85=\"Full\",'Failure Persistence Storage'!AF85,0)","v":290.20482392893166},{"$f":"IF($D85=\"Full\",'Failure Persistence Storage'!AI85,0)","v":3.2985348652971838},{"$f":"IF($D85=\"Full\",'Failure Persistence Storage'!AJ85,0)","v":296.37939465082383},{"$f":"IF($D85=\"Full\",'Failure Persistence Storage'!AM85,0)","v":4.2400803189944991},{"$f":"IF($D85=\"Full\",'Failure Persistence Storage'!AN85,0)","v":302.82242496931997},{"$f":"IF($D85=\"Full\",'Failure Persistence Storage'!AQ85,0)","v":4.4739037937405381},{"$f":"IF($D85=\"Full\",'Failure Persistence Storage'!AR85,0)","v":309.5518121908604},{"$f":"IF($D85=\"Full\",'Failure Persistence Storage'!AU85,0)","v":4.7077272684865781},{"$f":"IF($D85=\"Full\",'Failure Persistence Storage'!AV85,0)","v":316.5870806497436},{"$f":"IF($D85=\"Full\",'Failure Persistence Storage'!AY85,0)","v":4.9415507432326171},{"$f":"IF($D85=\"Full\",'Failure Persistence Storage'!AZ85,0)","v":323.94957089741206},{"$f":"IF($D85=\"Full\",'Failure Persistence Storage'!BC85,0)","v":5.1753742179786562},{"$f":"IF($D85=\"Full\",'Failure Persistence Storage'!BD85,0)","v":331.66265591877902},{"$f":"IF($D85=\"Full\",'Failure Persistence Storage'!BG85,0)","v":5.4091976927246961},{"$f":"IF($D85=\"Full\",'Failure Persistence Storage'!BH85,0)","v":339.75198898996871},{"$f":"IF($D85=\"Full\",'Failure Persistence Storage'!BK85,0)","v":5.643021167470736},{"$f":"IF($D85=\"Full\",'Failure Persistence Storage'!BL85,0)","v":348.24578871471795},{"$f":"IF($D85=\"Full\",'Failure Persistence Storage'!BO85,0)","v":5.8768446422167733},{"$f":"IF($D85=\"Full\",'Failure Persistence Storage'!BP85,0)","v":357.17516791253121},{"$f":"IF($D85=\"Full\",'Failure Persistence Storage'!BS85,0)","v":6.1106681169628141},{"$f":"IF($D85=\"Full\",'Failure Persistence Storage'!BT85,0)","v":366.5745144365452},{"$f":"IF($D85=\"Full\",'Failure Persistence Storage'!BW85,0)","v":6.3444915917088522},{"$f":"IF($D85=\"Full\",'Failure Persistence Storage'!BX85,0)","v":376.48193374564107},{"$f":"IF($D85=\"Full\",'Failure Persistence Storage'!CA85,0)","v":6.5783150664548922},{"$f":"IF($D85=\"Full\",'Failure Persistence Storage'!CB85,0)","v":386.93976523857555},{"$f":"IF($D85=\"Full\",'Failure Persistence Storage'!CE85,0)","v":6.8121385412009303},{"$f":"IF($D85=\"Full\",'Failure Persistence Storage'!CF85,0)","v":397.99518710253483},{"$f":"IF($D85=\"Full\",'Failure Persistence Storage'!CI85,0)","v":7.045962015946972},{"$f":"IF($D85=\"Full\",'Failure Persistence Storage'!CJ85,0)","v":409.70092789966822},{"$f":"IF($D85=\"Full\",'Failure Persistence Storage'!CM85,0)","v":7.2797854906930111},{"$f":"IF($D85=\"Full\",'Failure Persistence Storage'!CN85,0)","v":422.11610753299146},{"$f":"IF($D85=\"Full\",'Failure Persistence Storage'!CQ85,0)","v":7.5136089654390492},{"$f":"IF($D85=\"Full\",'Failure Persistence Storage'!CR85,0)","v":435.30723589339743},{"$f":"IF($D85=\"Full\",'Failure Persistence Storage'!CU85,0)","v":7.7474324401850883},{"$f":"IF($D85=\"Full\",'Failure Persistence Storage'!CV85,0)","v":449.34940479318448},{"$f":"IF($D85=\"Full\",'Failure Persistence Storage'!CY85,0)","v":7.9812559149311282},{"$f":"IF($D85=\"Full\",'Failure Persistence Storage'!CZ85,0)","v":464.32771828629058},{"$f":"IF($D85=\"Full\",'Failure Persistence Storage'!DC85,0)","v":8.2150793896771681},{"$f":"IF($D85=\"Full\",'Failure Persistence Storage'!DD85,0)","v":480.33901891685235},{"$f":"IF($D85=\"Full\",'Failure Persistence Storage'!DG85,0)","v":8.4489028644232071},{"$f":"IF($D85=\"Full\",'Failure Persistence Storage'!DH85,0)","v":497.49398387816854},{"$f":"IF($D85=\"Full\",'Failure Persistence Storage'!DK85,0)","v":8.6827263391692462},{"$f":"IF($D85=\"Full\",'Failure Persistence Storage'!DL85,0)","v":515.91968698476728},{"$f":"IF($D85=\"Full\",'Failure Persistence Storage'!DO85,0)","v":8.9165498139152852},{"$f":"IF($D85=\"Full\",'Failure Persistence Storage'!DP85,0)","v":535.76275186879684},{"$f":"IF($D85=\"Full\",'Failure Persistence Storage'!DS85,0)","v":9.1503732886613243},{"$f":"IF($D85=\"Full\",'Failure Persistence Storage'!DT85,0)","v":557.19326194354869},{"$f":"IF($D85=\"Full\",'Failure Persistence Storage'!DW85,0)","v":9.3841967634073633},{"$f":"IF($D85=\"Full\",'Failure Persistence Storage'!DX85,0)","v":580.40964785786332},{"$f":"IF($D85=\"Full\",'Failure Persistence Storage'!EA85,0)","v":9.6180202381534023},{"$f":"IF($D85=\"Full\",'Failure Persistence Storage'!EB85,0)","v":605.64484993863994},{"$f":"IF($D85=\"Full\",'Failure Persistence Storage'!EE85,0)","v":9.8518437128994432},{"$f":"IF($D85=\"Full\",'Failure Persistence Storage'!EF85,0)","v":633.1741612994872},{"$f":"IF($D85=\"Full\",'Failure Persistence Storage'!EI85,0)","v":10.08566718764548},{"$f":"IF($D85=\"Full\",'Failure Persistence Storage'!EJ85,0)","v":663.32531183755805},{"$f":"IF($D85=\"Full\",'Failure Persistence Storage'!EM85,0)","v":10.319490662391519},{"$f":"IF($D85=\"Full\",'Failure Persistence Storage'!EN85,0)","v":696.49157742943589},{"$f":"IF($D85=\"Full\",'Failure Persistence Storage'!EQ85,0)","v":10.55331413713756},{"$f":"IF($D85=\"Full\",'Failure Persistence Storage'!ER85,0)","v":733.1490288730904},{"$f":"IF($D85=\"Full\",'Failure Persistence Storage'!EU85,0)","v":10.787137611883599},{"$f":"IF($D85=\"Full\",'Failure Persistence Storage'!EV85,0)","v":773.87953047715109},{"$f":"IF($D85=\"Full\",'Failure Persistence Storage'!EY85,0)","v":11.020961086629638},{"$f":"IF($D85=\"Full\",'Failure Persistence Storage'!EZ85,0)","v":819.40185579933643},{"$f":"IF($D85=\"Full\",'Failure Persistence Storage'!FC85,0)","v":11.254784561375679},{"$f":"IF($D85=\"Full\",'Failure Persistence Storage'!FD85,0)","v":870.61447178679487},{"$f":"IF($D85=\"Full\",'Failure Persistence Storage'!FG85,0)","v":11.488608036121718},{"$f":"IF($D85=\"Full\",'Failure Persistence Storage'!FH85,0)","v":928.65543657258115},{"$f":"IF($D85=\"Full\",'Failure Persistence Storage'!FK85,0)","v":11.722431510867757},{"$f":"IF($D85=\"Full\",'Failure Persistence Storage'!FL85,0)","v":994.98796775633707},{"$f":"IF($D85=\"Full\",'Failure Persistence Storage'!FO85,0)","v":11.956254985613796},{"$f":"IF($D85=\"Full\",'Failure Persistence Storage'!FP85,0)","v":1071.5255037375937},{"$f":"IF($D85=\"Full\",'Failure Persistence Storage'!FS85,0)","v":12.190078460359835},{"$f":"IF($D85=\"Full\",'Failure Persistence Storage'!FT85,0)","v":1160.8192957157266},{"$f":"IF($D85=\"Full\",'Failure Persistence Storage'!FW85,0)","v":12.423901935105874},{"$f":"IF($D85=\"Full\",'Failure Persistence Storage'!FX85,0)","v":1266.3483225989744},{"$f":"IF($D85=\"Full\",'Failure Persistence Storage'!GA85,0)","v":12.657725409851913},{"$f":"IF($D85=\"Full\",'Failure Persistence Storage'!GB85,0)","v":1392.9831548588718},{"$f":"IF($D85=\"Full\",'Failure Persistence Storage'!GE85,0)","v":12.891548884597951},{"$f":"IF($D85=\"Full\",'Failure Persistence Storage'!GF85,0)","v":1547.7590609543022},{"$f":"IF($D85=\"Full\",'Failure Persistence Storage'!GI85,0)","v":13.125372359343991},{"$f":"IF($D85=\"Full\",'Failure Persistence Storage'!GJ85,0)","v":1741.2289435735897},{"$f":"IF($D85=\"Full\",'Failure Persistence Storage'!GM85,0)","v":13.359195834090032},{"$f":"IF($D85=\"Full\",'Failure Persistence Storage'!GN85,0)","v":1989.9759355126741},{"$f":"IF($D85=\"Full\",'Failure Persistence Storage'!GQ85,0)","v":13.593019308836071},{"$f":"IF($D85=\"Full\",'Failure Persistence Storage'!GR85,0)","v":2321.6385914314533},{"$f":"IF($D85=\"Full\",'Failure Persistence Storage'!GU85,0)","v":13.82684278358211},{"$f":"IF($D85=\"Full\",'Failure Persistence Storage'!GV85,0)","v":2785.9663097177436},{"$f":"IF($D85=\"Full\",'Failure Persistence Storage'!GY85,0)","v":14.060666258328149},{"$f":"IF($D85=\"Full\",'Failure Persistence Storage'!GZ85,0)","v":3482.4578871471795},{"$f":"IF($D85=\"Full\",'Failure Persistence Storage'!HC85,0)","v":14.662842659188529},{"$f":"IF($D85=\"Full\",'Failure Persistence Storage'!HD85,0)","v":4643.2771828629066},{"$f":"IF($D85=\"Full\",'Failure Persistence Storage'!HG85,0)","v":15.265019060048912},{"$f":"IF($D85=\"Full\",'Failure Persistence Storage'!HH85,0)","v":6964.9157742943589},{"$f":"IF($D85=\"Full\",'Failure Persistence Storage'!HK85,0)","v":15.867195460909295},{"$f":"IF($D85=\"Full\",'Failure Persistence Storage'!HL85,0)","v":13929.831548588718},{"$f":"IF($D85=\"Full\",'Failure Persistence Storage'!HO85,0)","v":16.469371861769677}]
[null,7,"Pipe","Full",350,3.0219999999999998,"MS",{"$f":"50-2019+C38","v":67},6.3201210616953025E-4,4.1231685816214796,9.3841967634073633,15.566107260479104,null,null,null,null,null,null,null,null,null,null,null,null,null,null,null,1614.5389515554516,6.1937186404613961E-4,1.0215098440701494E-3,1.6492674326485919,1648.1751797128568,6.0673162192274909E-4,2.0013254087904967E-3,3.2985348652971833,1683.2427367280238,5.9409137979935845E-4,2.5189951671715461E-3,4.2400803189944991,1719.8349701351549,5.8145113767596782E-4,2.6013564507232647E-3,4.4739037937405381,1758.053525027047,5.688108955525773E-4,2.6778065636051391E-3,4.7077272684865781,1798.0092869594803,5.5617065342918656E-4,2.7483455058171674E-3,4.9415507432326171,1839.8234564236541,5.4353041130579603E-4,2.8129732773593515E-3,5.1753742179786562,1883.6287768146935,5.308901691824054E-4,2.8716898782316907E-3,5.4091976927246961,1929.5709421028564,5.1824992705901487E-4,2.9244953084341858E-3,5.6430211674707351,1977.8102156554285,5.0560968493562413E-4,2.9713895679668338E-3,5.8768446422167742,2028.5232981081315,4.9296944281223361E-4,3.0123726568296386E-3,6.1106681169628132,2081.9054901636086,4.8032920068884297E-4,3.047444575022598E-3,6.3444915917088522,2138.1732061139764,4.6768895856545239E-4,3.0766053225457133E-3,6.5783150664548922,2197.5669062838092,4.5504871644206176E-4,3.0998548993989828E-3,6.8121385412009312,2260.3545321776323,4.4240847431867113E-4,3.1171933055824082E-3,7.045962015946972,2326.8355478299154,4.297682321952806E-4,3.1286205410959883E-3,7.2797854906930102,2397.345715945974,4.1712799007188986E-4,3.1341366059397225E-3,7.5136089654390492,2472.2627695692854,4.0448774794849934E-4,3.1337415001136131E-3,7.7474324401850883,2552.013181490875,3.9184750582510876E-4,3.1274352236176587E-3,7.9812559149311273,2637.0802875405711,3.7920726370171813E-4,3.1152177764518594E-3,8.2150793896771681,2728.0140905592111,3.6656702157832755E-4,3.0970891586162156E-3,8.4489028644232071,2825.4431652220401,3.5392677945493697E-4,3.0730493701107259E-3,8.6827263391692462,2930.089208378412,3.4128653733154633E-4,3.0430984109353918E-3,8.9165498139152852,3042.7849471621976,3.286462952081557E-4,3.0072362810902118E-3,9.1503732886613243,3164.4963450486853,3.1600605308476512E-4,2.9654629805751882E-3,9.3841967634073633,3296.3503594257136,3.0336581096137454E-4,2.9177785093903196E-3,9.6180202381534023,3439.6699402703098,2.9072556883798391E-4,2.8641828675356057E-3,9.8518437128994414,3596.0185739189606,2.7808532671459328E-4,2.8046760550110468E-3,10.08566718764548,3767.2575536293871,2.654450845912027E-4,2.7392580718166434E-3,10.319490662391519,3955.6204313108569,2.5280484246781207E-4,2.6679289179523951E-3,10.55331413713756,4163.8109803272173,2.4016460034442149E-4,2.5906885934183018E-3,10.787137611883599,4395.1338125676184,2.2752435822103088E-4,2.5075370982143635E-3,11.020961086629638,4653.6710956598308,2.148841160976403E-4,2.4184744323405812E-3,11.254784561375679,4944.5255391385708,2.0224387397424967E-4,2.3235005957969526E-3,11.488608036121718,5274.1605750811423,1.8960363185085906E-4,2.22261558858348E-3,11.722431510867759,5650.8863304440802,1.7696338972746848E-4,2.1158194107001624E-3,11.956254985613796,6085.5698943243951,1.6432314760407785E-4,2.0031120621469994E-3,12.190078460359837,6592.7007188514272,1.5168290548068727E-4,1.8844935429239919E-3,12.423901935105874,7192.0371478379211,1.3904266335729664E-4,1.7599638530311392E-3,12.657725409851913,7911.2408626217139,1.2640242123390603E-4,1.6295229924684418E-3,12.891548884597952,8790.2676251352368,1.1376217911051544E-4,1.4931709612358997E-3,13.125372359343991,9889.0510782771416,1.0112193698712483E-4,1.3509077593335129E-3,13.359195834090032,11301.77266088816,8.8481694863734242E-5,1.2027333867612809E-3,13.59301930883607,13185.401437702854,7.5841452740343636E-5,1.0486478435192039E-3,13.826842783582109,15822.481725243428,6.3201210616953016E-5,8.8865112960728211E-4,14.060666258328149,19778.102156554283,5.0560968493562417E-5,7.4136752571729429E-4,14.662842659188531,26370.802875405709,3.7920726370171818E-5,5.7886061081157216E-4,15.265019060048912,39556.204313108567,2.5280484246781209E-5,4.0113038489011574E-4,15.867195460909295,79112.408626217133,1.2640242123390604E-5,2.0817684795292499E-4,16.469371861769677,null,{"$f":"IF($D86=\"Full\",'Failure Persistence Storage'!AB86,0)","v":1614.5389515554516},{"$f":"IF($D86=\"Full\",'Failure Persistence Storage'!AE86,0)","v":1.6492674326485919},{"$f":"IF($D86=\"Full\",'Failure Persistence Storage'!AF86,0)","v":1648.1751797128568},{"$f":"IF($D86=\"Full\",'Failure Persistence Storage'!AI86,0)","v":3.2985348652971833},{"$f":"IF($D86=\"Full\",'Failure Persistence Storage'!AJ86,0)","v":1683.2427367280238},{"$f":"IF($D86=\"Full\",'Failure Persistence Storage'!AM86,0)","v":4.2400803189944991},{"$f":"IF($D86=\"Full\",'Failure Persistence Storage'!AN86,0)","v":1719.8349701351549},{"$f":"IF($D86=\"Full\",'Failure Persistence Storage'!AQ86,0)","v":4.4739037937405381},{"$f":"IF($D86=\"Full\",'Failure Persistence Storage'!AR86,0)","v":1758.053525027047},{"$f":"IF($D86=\"Full\",'Failure Persistence Storage'!AU86,0)","v":4.7077272684865781},{"$f":"IF($D86=\"Full\",'Failure Persistence Storage'!AV86,0)","v":1798.0092869594803},{"$f":"IF($D86=\"Full\",'Failure Persistence Storage'!AY86,0)","v":4.9415507432326171},{"$f":"IF($D86=\"Full\",'Failure Persistence Storage'!AZ86,0)","v":1839.8234564236541},{"$f":"IF($D86=\"Full\",'Failure Persistence Storage'!BC86,0)","v":5.1753742179786562},{"$f":"IF($D86=\"Full\",'Failure Persistence Storage'!BD86,0)","v":1883.6287768146935},{"$f":"IF($D86=\"Full\",'Failure Persistence Storage'!BG86,0)","v":5.4091976927246961},{"$f":"IF($D86=\"Full\",'Failure Persistence Storage'!BH86,0)","v":1929.5709421028564},{"$f":"IF($D86=\"Full\",'Failure Persistence Storage'!BK86,0)","v":5.6430211674707351},{"$f":"IF($D86=\"Full\",'Failure Persistence Storage'!BL86,0)","v":1977.8102156554285},{"$f":"IF($D86=\"Full\",'Failure Persistence Storage'!BO86,0)","v":5.8768446422167742},{"$f":"IF($D86=\"Full\",'Failure Persistence Storage'!BP86,0)","v":2028.5232981081315},{"$f":"IF($D86=\"Full\",'Failure Persistence Storage'!BS86,0)","v":6.1106681169628132},{"$f":"IF($D86=\"Full\",'Failure Persistence Storage'!BT86,0)","v":2081.9054901636086},{"$f":"IF($D86=\"Full\",'Failure Persistence Storage'!BW86,0)","v":6.3444915917088522},{"$f":"IF($D86=\"Full\",'Failure Persistence Storage'!BX86,0)","v":2138.1732061139764},{"$f":"IF($D86=\"Full\",'Failure Persistence Storage'!CA86,0)","v":6.5783150664548922},{"$f":"IF($D86=\"Full\",'Failure Persistence Storage'!CB86,0)","v":2197.5669062838092},{"$f":"IF($D86=\"Full\",'Failure Persistence Storage'!CE86,0)","v":6.8121385412009312},{"$f":"IF($D86=\"Full\",'Failure Persistence Storage'!CF86,0)","v":2260.3545321776323},{"$f":"IF($D86=\"Full\",'Failure Persistence Storage'!CI86,0)","v":7.045962015946972},{"$f":"IF($D86=\"Full\",'Failure Persistence Storage'!CJ86,0)","v":2326.8355478299154},{"$f":"IF($D86=\"Full\",'Failure Persistence Storage'!CM86,0)","v":7.2797854906930102},{"$f":"IF($D86=\"Full\",'Failure Persistence Storage'!CN86,0)","v":2397.345715945974},{"$f":"IF($D86=\"Full\",'Failure Persistence Storage'!CQ86,0)","v":7.5136089654390492},{"$f":"IF($D86=\"Full\",'Failure Persistence Storage'!CR86,0)","v":2472.2627695692854},{"$f":"IF($D86=\"Full\",'Failure Persistence Storage'!CU86,0)","v":7.7474324401850883},{"$f":"IF($D86=\"Full\",'Failure Persistence Storage'!CV86,0)","v":2552.013181490875},{"$f":"IF($D86=\"Full\",'Failure Persistence Storage'!CY86,0)","v":7.9812559149311273},{"$f":"IF($D86=\"Full\",'Failure Persistence Storage'!CZ86,0)","v":2637.0802875405711},{"$f":"IF($D86=\"Full\",'Failure Persistence Storage'!DC86,0)","v":8.2150793896771681},{"$f":"IF($D86=\"Full\",'Failure Persistence Storage'!DD86,0)","v":2728.0140905592111},{"$f":"IF($D86=\"Full\",'Failure Persistence Storage'!DG86,0)","v":8.4489028644232071},{"$f":"IF($D86=\"Full\",'Failure Persistence Storage'!DH86,0)","v":2825.4431652220401},{"$f":"IF($D86=\"Full\",'Failure Persistence Storage'!DK86,0)","v":8.6827263391692462},{"$f":"IF($D86=\"Full\",'Failure Persistence Storage'!DL86,0)","v":2930.089208378412},{"$f":"IF($D86=\"Full\",'Failure Persistence Storage'!DO86,0)","v":8.9165498139152852},{"$f":"IF($D86=\"Full\",'Failure Persistence Storage'!DP86,0)","v":3042.7849471621976},{"$f":"IF($D86=\"Full\",'Failure Persistence Storage'!DS86,0)","v":9.1503732886613243},{"$f":"IF($D86=\"Full\",'Failure Persistence Storage'!DT86,0)","v":3164.4963450486853},{"$f":"IF($D86=\"Full\",'Failure Persistence Storage'!DW86,0)","v":9.3841967634073633},{"$f":"IF($D86=\"Full\",'Failure Persistence Storage'!DX86,0)","v":3296.3503594257136},{"$f":"IF($D86=\"Full\",'Failure Persistence Storage'!EA86,0)","v":9.6180202381534023},{"$f":"IF($D86=\"Full\",'Failure Persistence Storage'!EB86,0)","v":3439.6699402703098},{"$f":"IF($D86=\"Full\",'Failure Persistence Storage'!EE86,0)","v":9.8518437128994414},{"$f":"IF($D86=\"Full\",'Failure Persistence Storage'!EF86,0)","v":3596.0185739189606},{"$f":"IF($D86=\"Full\",'Failure Persistence Storage'!EI86,0)","v":10.08566718764548},{"$f":"IF($D86=\"Full\",'Failure Persistence Storage'!EJ86,0)","v":3767.2575536293871},{"$f":"IF($D86=\"Full\",'Failure Persistence Storage'!EM86,0)","v":10.319490662391519},{"$f":"IF($D86=\"Full\",'Failure Persistence Storage'!EN86,0)","v":3955.6204313108569},{"$f":"IF($D86=\"Full\",'Failure Persistence Storage'!EQ86,0)","v":10.55331413713756},{"$f":"IF($D86=\"Full\",'Failure Persistence Storage'!ER86,0)","v":4163.8109803272173},{"$f":"IF($D86=\"Full\",'Failure Persistence Storage'!EU86,0)","v":10.787137611883599},{"$f":"IF($D86=\"Full\",'Failure Persistence Storage'!EV86,0)","v":4395.1338125676184},{"$f":"IF($D86=\"Full\",'Failure Persistence Storage'!EY86,0)","v":11.020961086629638},{"$f":"IF($D86=\"Full\",'Failure Persistence Storage'!EZ86,0)","v":4653.6710956598308},{"$f":"IF($D86=\"Full\",'Failure Persistence Storage'!FC86,0)","v":11.254784561375679},{"$f":"IF($D86=\"Full\",'Failure Persistence Storage'!FD86,0)","v":4944.5255391385708},{"$f":"IF($D86=\"Full\",'Failure Persistence Storage'!FG86,0)","v":11.488608036121718},{"$f":"IF($D86=\"Full\",'Failure Persistence Storage'!FH86,0)","v":5274.1605750811423},{"$f":"IF($D86=\"Full\",'Failure Persistence Storage'!FK86,0)","v":11.722431510867759},{"$f":"IF($D86=\"Full\",'Failure Persistence Storage'!FL86,0)","v":5650.8863304440802},{"$f":"IF($D86=\"Full\",'Failure Persistence Storage'!FO86,0)","v":11.956254985613796},{"$f":"IF($D86=\"Full\",'Failure Persistence Storage'!FP86,0)","v":6085.5698943243951},{"$f":"IF($D86=\"Full\",'Failure Persistence Storage'!FS86,0)","v":12.190078460359837},{"$f":"IF($D86=\"Full\",'Failure Persistence Storage'!FT86,0)","v":6592.7007188514272},{"$f":"IF($D86=\"Full\",'Failure Persistence Storage'!FW86,0)","v":12.423901935105874},{"$f":"IF($D86=\"Full\",'Failure Persistence Storage'!FX86,0)","v":7192.0371478379211},{"$f":"IF($D86=\"Full\",'Failure Persistence Storage'!GA86,0)","v":12.657725409851913},{"$f":"IF($D86=\"Full\",'Failure Persistence Storage'!GB86,0)","v":7911.2408626217139},{"$f":"IF($D86=\"Full\",'Failure Persistence Storage'!GE86,0)","v":12.891548884597952},{"$f":"IF($D86=\"Full\",'Failure Persistence Storage'!GF86,0)","v":8790.2676251352368},{"$f":"IF($D86=\"Full\",'Failure Persistence Storage'!GI86,0)","v":13.125372359343991},{"$f":"IF($D86=\"Full\",'Failure Persistence Storage'!GJ86,0)","v":9889.0510782771416},{"$f":"IF($D86=\"Full\",'Failure Persistence Storage'!GM86,0)","v":13.359195834090032},{"$f":"IF($D86=\"Full\",'Failure Persistence Storage'!GN86,0)","v":11301.77266088816},{"$f":"IF($D86=\"Full\",'Failure Persistence Storage'!GQ86,0)","v":13.59301930883607},{"$f":"IF($D86=\"Full\",'Failure Persistence Storage'!GR86,0)","v":13185.401437702854},{"$f":"IF($D86=\"Full\",'Failure Persistence Storage'!GU86,0)","v":13.826842783582109},{"$f":"IF($D86=\"Full\",'Failure Persistence Storage'!GV86,0)","v":15822.481725243428},{"$f":"IF($D86=\"Full\",'Failure Persistence Storage'!GY86,0)","v":14.060666258328149},{"$f":"IF($D86=\"Full\",'Failure Persistence Storage'!GZ86,0)","v":19778.102156554283},{"$f":"IF($D86=\"Full\",'Failure Persistence Storage'!HC86,0)","v":14.662842659188531},{"$f":"IF($D86=\"Full\",'Failure Persistence Storage'!HD86,0)","v":26370.802875405709},{"$f":"IF($D86=\"Full\",'Failure Persistence Storage'!HG86,0)","v":15.265019060048912},{"$f":"IF($D86=\"Full\",'Failure Persistence Storage'!HH86,0)","v":39556.204313108567},{"$f":"IF($D86=\"Full\",'Failure Persistence Storage'!HK86,0)","v":15.867195460909295},{"$f":"IF($D86=\"Full\",'Failure Persistence Storage'!HL86,0)","v":79112.408626217133},{"$f":"IF($D86=\"Full\",'Failure Persistence Storage'!HO86,0)","v":16.469371861769677}]
[null,8,"Pipe","Full",400,4.6340000000000003,"MS",{"$f":"51-2019+C38","v":68},6.4262002665889213E-5,4.6062094705625647,10.462421566102298,16.75128324625026,null,null,null,null,null,null,null,null,null,null,null,null,null,null,null,15878.872754255868,6.2976762612571428E-5,1.1603366414855877E-4,1.8424837882250258,16209.682603302865,6.1691522559253643E-5,2.2733126037268657E-4,3.6849675764500516,16554.569467202928,6.0406282505935851E-5,2.8610514616604952E-4,4.7363475171301141,16914.45141214212,5.9121042452618073E-5,2.9540559658224351E-4,4.996623610265214,17290.328110189723,5.7835802399300288E-5,3.0403701247880082E-4,5.2568997034003138,17683.290112694034,5.6550562345982509E-5,3.1199939385572151E-4,5.5171757965354118,18094.52941764041,5.5265322292664718E-5,3.1929274071300563E-4,5.7774518896705116,18525.351546631846,5.3980082239346939E-5,3.2591705305065312E-4,6.0377279828056105,18977.189389232619,5.2694842186029161E-5,3.3187233086866416E-4,6.2980040759407103,19451.619123963439,5.1409602132711362E-5,3.371585741670384E-4,6.5582801690758101,19950.378588680447,5.0124362079393591E-5,3.4177578294577614E-4,6.8185562622109082,20475.388551540462,4.8839122026075799E-5,3.4572395720487719E-4,7.0788323553460071,21028.777431311824,4.7553881972758014E-5,3.4900309694434179E-4,7.3391084484811069,21612.910137737152,4.6268641919440236E-5,3.5161320216416976E-4,7.5993845416162076,22230.421855958215,4.4983401866122444E-5,3.53554272864361E-4,7.8596606347513056,22884.257792898163,4.3698161812804665E-5,3.5482630904491572E-4,8.1199367278864045,23577.720150258712,4.241292175948688E-5,3.5542931070583383E-4,8.3802128210215034,24314.523904954298,4.1127681706169095E-5,3.5536327784711536E-4,8.6404889141566024,25098.863385759272,3.9842441652851317E-5,3.5462821046876037E-4,8.9007650072917031,25935.492165284584,3.8557201599533525E-5,3.5322410857076866E-4,9.161041100426802,26829.819481328876,3.7271961546215747E-5,3.5115097215314043E-4,9.4213171935619009,27788.027319947767,3.5986721492897962E-5,3.4840880121587552E-4,9.6815932866969998,28817.213516982869,3.4701481439580177E-5,3.4499759575897404E-4,9.9418693798320987,29925.567883020671,3.3416241386262392E-5,3.4091735578243605E-4,10.202145472967199,31122.5905983415,3.2131001332944607E-5,3.3616808128626128E-4,10.462421566102297,32419.365206605729,3.0845761279626822E-5,3.3074977227045009E-4,10.722697659237397,33828.90282428424,2.9560521226309036E-5,3.2466242873500217E-4,10.982973752372496,35366.580225388068,2.8275281172991255E-5,3.1790605067991774E-4,11.243249845507595,37050.703093263692,2.699004111967347E-5,3.1048063810519669E-4,11.503525938642696,38903.238247926878,2.5704801066355681E-5,3.0238619101083896E-4,11.763802031777793,40950.777103080924,2.44195610130379E-5,2.9362270939684476E-4,12.024078124912894,43225.820275474303,2.3134320959720118E-5,2.8419019326321389E-4,12.284354218047993,45768.515585796325,2.1849080906402333E-5,2.740886426099464E-4,12.54463031118309,48629.047809908596,2.0563840853084548E-5,2.6331805743704233E-4,12.804906404318189,51870.984330569168,1.9278600799766763E-5,2.5187843774450176E-4,13.065182497453293,55576.054639895534,1.7993360746448981E-5,2.3976978353232447E-4,13.32545859058839,59851.135766041341,1.6708120693131196E-5,2.2699209480051065E-4,13.585734683723489,64838.730413211459,1.5422880639813411E-5,2.1354537154906017E-4,13.846010776858588,70733.160450776137,1.4137640586495627E-5,1.994296137779731E-4,14.106286869993687,77806.476495853756,1.2852400533177841E-5,1.8464482148724946E-4,14.366562963128787,86451.640550948607,1.1567160479860059E-5,1.6919099467688922E-4,14.626839056263886,97258.095619817192,1.0281920426542274E-5,1.5306813334689236E-4,14.887115149398985,111152.10927979107,8.9966803732244905E-6,1.3627623749725893E-4,15.147391242534086,129677.46082642292,7.7114403199067054E-6,1.1881530712798886E-4,15.407667335669183,155612.95299170751,6.4262002665889203E-6,1.0068534223908221E-4,15.667943428804282,194516.19123963438,5.1409602132711369E-6,8.2776036550842643E-5,16.101279355782673,259354.92165284583,3.8557201599533527E-6,6.3752849482814639E-5,16.534615282761063,389032.38247926877,2.5704801066355685E-6,4.36157810349982E-5,16.967951209739457,778064.76495853753,1.2852400533177842E-6,2.2364831207393318E-5,17.401287136717848,null,{"$f":"IF($D87=\"Full\",'Failure Persistence Storage'!AB87,0)","v":15878.872754255868},{"$f":"IF($D87=\"Full\",'Failure Persistence Storage'!AE87,0)","v":1.8424837882250258},{"$f":"IF($D87=\"Full\",'Failure Persistence Storage'!AF87,0)","v":16209.682603302865},{"$f":"IF($D87=\"Full\",'Failure Persistence Storage'!AI87,0)","v":3.6849675764500516},{"$f":"IF($D87=\"Full\",'Failure Persistence Storage'!AJ87,0)","v":16554.569467202928},{"$f":"IF($D87=\"Full\",'Failure Persistence Storage'!AM87,0)","v":4.7363475171301141},{"$f":"IF($D87=\"Full\",'Failure Persistence Storage'!AN87,0)","v":16914.45141214212},{"$f":"IF($D87=\"Full\",'Failure Persistence Storage'!AQ87,0)","v":4.996623610265214},{"$f":"IF($D87=\"Full\",'Failure Persistence Storage'!AR87,0)","v":17290.328110189723},{"$f":"IF($D87=\"Full\",'Failure Persistence Storage'!AU87,0)","v":5.2568997034003138},{"$f":"IF($D87=\"Full\",'Failure Persistence Storage'!AV87,0)","v":17683.290112694034},{"$f":"IF($D87=\"Full\",'Failure Persistence Storage'!AY87,0)","v":5.5171757965354118},{"$f":"IF($D87=\"Full\",'Failure Persistence Storage'!AZ87,0)","v":18094.52941764041},{"$f":"IF($D87=\"Full\",'Failure Persistence Storage'!BC87,0)","v":5.7774518896705116},{"$f":"IF($D87=\"Full\",'Failure Persistence Storage'!BD87,0)","v":18525.351546631846},{"$f":"IF($D87=\"Full\",'Failure Persistence Storage'!BG87,0)","v":6.0377279828056105},{"$f":"IF($D87=\"Full\",'Failure Persistence Storage'!BH87,0)","v":18977.189389232619},{"$f":"IF($D87=\"Full\",'Failure Persistence Storage'!BK87,0)","v":6.2980040759407103},{"$f":"IF($D87=\"Full\",'Failure Persistence Storage'!BL87,0)","v":19451.619123963439},{"$f":"IF($D87=\"Full\",'Failure Persistence Storage'!BO87,0)","v":6.5582801690758101},{"$f":"IF($D87=\"Full\",'Failure Persistence Storage'!BP87,0)","v":19950.378588680447},{"$f":"IF($D87=\"Full\",'Failure Persistence Storage'!BS87,0)","v":6.8185562622109082},{"$f":"IF($D87=\"Full\",'Failure Persistence Storage'!BT87,0)","v":20475.388551540462},{"$f":"IF($D87=\"Full\",'Failure Persistence Storage'!BW87,0)","v":7.0788323553460071},{"$f":"IF($D87=\"Full\",'Failure Persistence Storage'!BX87,0)","v":21028.777431311824},{"$f":"IF($D87=\"Full\",'Failure Persistence Storage'!CA87,0)","v":7.3391084484811069},{"$f":"IF($D87=\"Full\",'Failure Persistence Storage'!CB87,0)","v":21612.910137737152},{"$f":"IF($D87=\"Full\",'Failure Persistence Storage'!CE87,0)","v":7.5993845416162076},{"$f":"IF($D87=\"Full\",'Failure Persistence Storage'!CF87,0)","v":22230.421855958215},{"$f":"IF($D87=\"Full\",'Failure Persistence Storage'!CI87,0)","v":7.8596606347513056},{"$f":"IF($D87=\"Full\",'Failure Persistence Storage'!CJ87,0)","v":22884.257792898163},{"$f":"IF($D87=\"Full\",'Failure Persistence Storage'!CM87,0)","v":8.1199367278864045},{"$f":"IF($D87=\"Full\",'Failure Persistence Storage'!CN87,0)","v":23577.720150258712},{"$f":"IF($D87=\"Full\",'Failure Persistence Storage'!CQ87,0)","v":8.3802128210215034},{"$f":"IF($D87=\"Full\",'Failure Persistence Storage'!CR87,0)","v":24314.523904954298},{"$f":"IF($D87=\"Full\",'Failure Persistence Storage'!CU87,0)","v":8.6404889141566024},{"$f":"IF($D87=\"Full\",'Failure Persistence Storage'!CV87,0)","v":25098.863385759272},{"$f":"IF($D87=\"Full\",'Failure Persistence Storage'!CY87,0)","v":8.9007650072917031},{"$f":"IF($D87=\"Full\",'Failure Persistence Storage'!CZ87,0)","v":25935.492165284584},{"$f":"IF($D87=\"Full\",'Failure Persistence Storage'!DC87,0)","v":9.161041100426802},{"$f":"IF($D87=\"Full\",'Failure Persistence Storage'!DD87,0)","v":26829.819481328876},{"$f":"IF($D87=\"Full\",'Failure Persistence Storage'!DG87,0)","v":9.4213171935619009},{"$f":"IF($D87=\"Full\",'Failure Persistence Storage'!DH87,0)","v":27788.027319947767},{"$f":"IF($D87=\"Full\",'Failure Persistence Storage'!DK87,0)","v":9.6815932866969998},{"$f":"IF($D87=\"Full\",'Failure Persistence Storage'!DL87,0)","v":28817.213516982869},{"$f":"IF($D87=\"Full\",'Failure Persistence Storage'!DO87,0)","v":9.9418693798320987},{"$f":"IF($D87=\"Full\",'Failure Persistence Storage'!DP87,0)","v":29925.567883020671},{"$f":"IF($D87=\"Full\",'Failure Persistence Storage'!DS87,0)","v":10.202145472967199},{"$f":"IF($D87=\"Full\",'Failure Persistence Storage'!DT87,0)","v":31122.5905983415},{"$f":"IF($D87=\"Full\",'Failure Persistence Storage'!DW87,0)","v":10.462421566102297},{"$f":"IF($D87=\"Full\",'Failure Persistence Storage'!DX87,0)","v":32419.365206605729},{"$f":"IF($D87=\"Full\",'Failure Persistence Storage'!EA87,0)","v":10.722697659237397},{"$f":"IF($D87=\"Full\",'Failure Persistence Storage'!EB87,0)","v":33828.90282428424},{"$f":"IF($D87=\"Full\",'Failure Persistence Storage'!EE87,0)","v":10.982973752372496},{"$f":"IF($D87=\"Full\",'Failure Persistence Storage'!EF87,0)","v":35366.580225388068},{"$f":"IF($D87=\"Full\",'Failure Persistence Storage'!EI87,0)","v":11.243249845507595},{"$f":"IF($D87=\"Full\",'Failure Persistence Storage'!EJ87,0)","v":37050.703093263692},{"$f":"IF($D87=\"Full\",'Failure Persistence Storage'!EM87,0)","v":11.503525938642696},{"$f":"IF($D87=\"Full\",'Failure Persistence Storage'!EN87,0)","v":38903.238247926878},{"$f":"IF($D87=\"Full\",'Failure Persistence Storage'!EQ87,0)","v":11.763802031777793},{"$f":"IF($D87=\"Full\",'Failure Persistence Storage'!ER87,0)","v":40950.777103080924},{"$f":"IF($D87=\"Full\",'Failure Persistence Storage'!EU87,0)","v":12.024078124912894},{"$f":"IF($D87=\"Full\",'Failure Persistence Storage'!EV87,0)","v":43225.820275474303},{"$f":"IF($D87=\"Full\",'Failure Persistence Storage'!EY87,0)","v":12.284354218047993},{"$f":"IF($D87=\"Full\",'Failure Persistence Storage'!EZ87,0)","v":45768.515585796325},{"$f":"IF($D87=\"Full\",'Failure Persistence Storage'!FC87,0)","v":12.54463031118309},{"$f":"IF($D87=\"Full\",'Failure Persistence Storage'!FD87,0)","v":48629.047809908596},{"$f":"IF($D87=\"Full\",'Failure Persistence Storage'!FG87,0)","v":12.804906404318189},{"$f":"IF($D87=\"Full\",'Failure Persistence Storage'!FH87,0)","v":51870.984330569168},{"$f":"IF($D87=\"Full\",'Failure Persistence Storage'!FK87,0)","v":13.065182497453293},{"$f":"IF($D87=\"Full\",'Failure Persistence Storage'!FL87,0)","v":55576.054639895534},{"$f":"IF($D87=\"Full\",'Failure Persistence Storage'!FO87,0)","v":13.32545859058839},{"$f":"IF($D87=\"Full\",'Failure Persistence Storage'!FP87,0)","v":59851.135766041341},{"$f":"IF($D87=\"Full\",'Failure Persistence Storage'!FS87,0)","v":13.585734683723489},{"$f":"IF($D87=\"Full\",'Failure Persistence Storage'!FT87,0)","v":64838.730413211459},{"$f":"IF($D87=\"Full\",'Failure Persistence Storage'!FW87,0)","v":13.846010776858588},{"$f":"IF($D87=\"Full\",'Failure Persistence Storage'!FX87,0)","v":70733.160450776137},{"$f":"IF($D87=\"Full\",'Failure Persistence Storage'!GA87,0)","v":14.106286869993687},{"$f":"IF($D87=\"Full\",'Failure Persistence Storage'!GB87,0)","v":77806.476495853756},{"$f":"IF($D87=\"Full\",'Failure Persistence Storage'!GE87,0)","v":14.366562963128787},{"$f":"IF($D87=\"Full\",'Failure Persistence Storage'!GF87,0)","v":86451.640550948607},{"$f":"IF($D87=\"Full\",'Failure Persistence Storage'!GI87,0)","v":14.626839056263886},{"$f":"IF($D87=\"Full\",'Failure Persistence Storage'!GJ87,0)","v":97258.095619817192},{"$f":"IF($D87=\"Full\",'Failure Persistence Storage'!GM87,0)","v":14.887115149398985},{"$f":"IF($D87=\"Full\",'Failure Persistence Storage'!GN87,0)","v":111152.10927979107},{"$f":"IF($D87=\"Full\",'Failure Persistence Storage'!GQ87,0)","v":15.147391242534086},{"$f":"IF($D87=\"Full\",'Failure Persistence Storage'!GR87,0)","v":129677.46082642292},{"$f":"IF($D87=\"Full\",'Failure Persistence Storage'!GU87,0)","v":15.407667335669183},{"$f":"IF($D87=\"Full\",'Failure Persistence Storage'!GV87,0)","v":155612.95299170751},{"$f":"IF($D87=\"Full\",'Failure Persistence Storage'!GY87,0)","v":15.667943428804282},{"$f":"IF($D87=\"Full\",'Failure Persistence Storage'!GZ87,0)","v":194516.19123963438},{"$f":"IF($D87=\"Full\",'Failure Persistence Storage'!HC87,0)","v":16.101279355782673},{"$f":"IF($D87=\"Full\",'Failure Persistence Storage'!HD87,0)","v":259354.92165284583},{"$f":"IF($D87=\"Full\",'Failure Persistence Storage'!HG87,0)","v":16.534615282761063},{"$f":"IF($D87=\"Full\",'Failure Persistence Storage'!HH87,0)","v":389032.38247926877},{"$f":"IF($D87=\"Full\",'Failure Persistence Storage'!HK87,0)","v":16.967951209739457},{"$f":"IF($D87=\"Full\",'Failure Persistence Storage'!HL87,0)","v":778064.76495853753},{"$f":"IF($D87=\"Full\",'Failure Persistence Storage'!HO87,0)","v":17.401287136717848}]
[null,9,"Pipe","Full",400,6.7060000000000004,"MS",{"$f":"51-2019+C38","v":68},9.2995466093537558E-5,4.6062094705625647,10.462421566102298,16.75128324625026,null,null,null,null,null,null,null,null,null,null,null,null,null,null,null,10972.665723713346,9.1135556771666803E-5,1.6791578588265754E-4,1.8424837882250258,11201.262926290707,8.9275647449796048E-5,3.2897786621908419E-4,3.6849675764500516,11439.587669403274,8.7415738127925307E-5,4.1403131424029528E-4,4.7363475171301141,11688.274357868564,8.5555828806054552E-5,4.2749027420814088E-4,4.996623610265214,11948.013788043421,8.3695919484183797E-5,4.3998105431222224E-4,5.2568997034003129,12219.559555953498,8.1836010162313056E-5,4.5150365455253957E-4,5.5171757965354118,12503.735359580323,7.9976100840442301E-5,4.6205807492909277E-4,5.7774518896705116,12801.443344332236,7.8116191518571546E-5,4.7164431544188172E-4,6.0377279828056105,13113.673669803755,7.6256282196700791E-5,4.8026237609090659E-4,6.2980040759407103,13441.515511548847,7.4396372874830049E-5,4.8791225687616738E-4,6.5582801690758092,13786.169755434716,7.2536463552959294E-5,4.9459395779766387E-4,6.8185562622109082,14148.963696367209,7.0676554231088539E-5,5.0030747885539627E-4,7.0788323553460071,14531.36812059335,6.8816644909217784E-5,5.0505282004936465E-4,7.3391084484811078,14935.017235054274,6.6956735587347043E-5,5.0882998137956889E-4,7.5993845416162067,15361.732013198683,6.5096826265476288E-5,5.1163896284600878E-4,7.8596606347513047,15813.547660645705,6.3236916943605533E-5,5.1347976444868465E-4,8.1199367278864045,16292.746074604664,6.1377007621734792E-5,5.1435238618759637E-4,8.3802128210215034,16801.89438943606,5.9517098299864037E-5,5.1425682806274396E-4,8.6404889141566024,17343.890982643676,5.7657188977993282E-5,5.1319309007412752E-4,8.9007650072917048,17922.020682065129,5.579727965612254E-5,5.1116117222174684E-4,9.161041100426802,18540.02139523979,5.3937370334251785E-5,5.0816107450560191E-4,9.4213171935619009,19202.165016498355,5.207746101238103E-5,5.0419279692569296E-4,9.6815932866969998,19913.3563134057,5.0217551690510282E-5,4.9925633948201976E-4,9.941869379832097,20679.254633152072,4.8357642368639534E-5,4.9335170217458264E-4,10.202145472967199,21506.424818478157,4.6497733046768779E-5,4.8647888500338111E-4,10.462421566102297,22402.525852581413,4.4637823724898024E-5,4.7863788796841561E-4,10.722697659237397,23376.548715737128,4.2777914403027276E-5,4.6982871106968592E-4,10.982973752372496,24439.119111906995,4.0918005081156528E-5,4.600513543071921E-4,11.243249845507595,25602.886688664472,3.9058095759285773E-5,4.4930581768093419E-4,11.503525938642696,26883.031023097694,3.7198186437415025E-5,4.3759210119091203E-4,11.763802031777793,28297.927392734418,3.533827711554427E-5,4.2491020483712575E-4,12.024078124912894,29870.034470108549,3.3478367793673522E-5,4.1126012861957543E-4,12.284354218047993,31627.09532129141,3.1618458471802767E-5,3.9664187253826076E-4,12.544630311183091,33603.78877887212,2.9758549149932018E-5,3.8105543659318212E-4,12.80490640431819,35844.041364130258,2.789863982806127E-5,3.6450082078433939E-4,13.065182497453291,38404.33003299671,2.6038730506190515E-5,3.4697802511173237E-4,13.32545859058839,41358.509266304143,2.4178821184319767E-5,3.2848704957536131E-4,13.585734683723489,44805.051705162827,2.2318911862449012E-5,3.0902789417522602E-4,13.846010776858588,48878.238223813991,2.0459002540578264E-5,2.8860055891132664E-4,14.106286869993687,53766.062046195388,1.8599093218707512E-5,2.6720504378366312E-4,14.366562963128787,59740.068940217097,1.6739183896836761E-5,2.4484134879223547E-4,14.626839056263888,67207.57755774424,1.4879274574966009E-5,2.215094739370436E-4,14.887115149398985,76808.660065993419,1.3019365253095258E-5,1.9720941921808765E-4,15.147391242534084,89610.103410325653,1.1159455931224506E-5,1.7194118463536757E-4,15.407667335669185,107532.12409239078,9.2995466093537562E-6,1.4570477018888332E-4,15.66794342880428,134415.15511548848,7.4396372874830046E-6,1.197876782714611E-4,16.101279355782673,179220.20682065131,5.579727965612253E-6,9.2258655293861664E-5,16.534615282761063,268830.31023097696,3.7198186437415023E-6,6.3117701256085006E-5,16.967951209739457,537660.62046195392,1.8599093218707511E-6,3.2364816158131113E-5,17.401287136717848,null,{"$f":"IF($D88=\"Full\",'Failure Persistence Storage'!AB88,0)","v":10972.665723713346},{"$f":"IF($D88=\"Full\",'Failure Persistence Storage'!AE88,0)","v":1.8424837882250258},{"$f":"IF($D88=\"Full\",'Failure Persistence Storage'!AF88,0)","v":11201.262926290707},{"$f":"IF($D88=\"Full\",'Failure Persistence Storage'!AI88,0)","v":3.6849675764500516},{"$f":"IF($D88=\"Full\",'Failure Persistence Storage'!AJ88,0)","v":11439.587669403274},{"$f":"IF($D88=\"Full\",'Failure Persistence Storage'!AM88,0)","v":4.7363475171301141},{"$f":"IF($D88=\"Full\",'Failure Persistence Storage'!AN88,0)","v":11688.274357868564},{"$f":"IF($D88=\"Full\",'Failure Persistence Storage'!AQ88,0)","v":4.996623610265214},{"$f":"IF($D88=\"Full\",'Failure Persistence Storage'!AR88,0)","v":11948.013788043421},{"$f":"IF($D88=\"Full\",'Failure Persistence Storage'!AU88,0)","v":5.2568997034003129},{"$f":"IF($D88=\"Full\",'Failure Persistence Storage'!AV88,0)","v":12219.559555953498},{"$f":"IF($D88=\"Full\",'Failure Persistence Storage'!AY88,0)","v":5.5171757965354118},{"$f":"IF($D88=\"Full\",'Failure Persistence Storage'!AZ88,0)","v":12503.735359580323},{"$f":"IF($D88=\"Full\",'Failure Persistence Storage'!BC88,0)","v":5.7774518896705116},{"$f":"IF($D88=\"Full\",'Failure Persistence Storage'!BD88,0)","v":12801.443344332236},{"$f":"IF($D88=\"Full\",'Failure Persistence Storage'!BG88,0)","v":6.0377279828056105},{"$f":"IF($D88=\"Full\",'Failure Persistence Storage'!BH88,0)","v":13113.673669803755},{"$f":"IF($D88=\"Full\",'Failure Persistence Storage'!BK88,0)","v":6.2980040759407103},{"$f":"IF($D88=\"Full\",'Failure Persistence Storage'!BL88,0)","v":13441.515511548847},{"$f":"IF($D88=\"Full\",'Failure Persistence Storage'!BO88,0)","v":6.5582801690758092},{"$f":"IF($D88=\"Full\",'Failure Persistence Storage'!BP88,0)","v":13786.169755434716},{"$f":"IF($D88=\"Full\",'Failure Persistence Storage'!BS88,0)","v":6.8185562622109082},{"$f":"IF($D88=\"Full\",'Failure Persistence Storage'!BT88,0)","v":14148.963696367209},{"$f":"IF($D88=\"Full\",'Failure Persistence Storage'!BW88,0)","v":7.0788323553460071},{"$f":"IF($D88=\"Full\",'Failure Persistence Storage'!BX88,0)","v":14531.36812059335},{"$f":"IF($D88=\"Full\",'Failure Persistence Storage'!CA88,0)","v":7.3391084484811078},{"$f":"IF($D88=\"Full\",'Failure Persistence Storage'!CB88,0)","v":14935.017235054274},{"$f":"IF($D88=\"Full\",'Failure Persistence Storage'!CE88,0)","v":7.5993845416162067},{"$f":"IF($D88=\"Full\",'Failure Persistence Storage'!CF88,0)","v":15361.732013198683},{"$f":"IF($D88=\"Full\",'Failure Persistence Storage'!CI88,0)","v":7.8596606347513047},{"$f":"IF($D88=\"Full\",'Failure Persistence Storage'!CJ88,0)","v":15813.547660645705},{"$f":"IF($D88=\"Full\",'Failure Persistence Storage'!CM88,0)","v":8.1199367278864045},{"$f":"IF($D88=\"Full\",'Failure Persistence Storage'!CN88,0)","v":16292.746074604664},{"$f":"IF($D88=\"Full\",'Failure Persistence Storage'!CQ88,0)","v":8.3802128210215034},{"$f":"IF($D88=\"Full\",'Failure Persistence Storage'!CR88,0)","v":16801.89438943606},{"$f":"IF($D88=\"Full\",'Failure Persistence Storage'!CU88,0)","v":8.6404889141566024},{"$f":"IF($D88=\"Full\",'Failure Persistence Storage'!CV88,0)","v":17343.890982643676},{"$f":"IF($D88=\"Full\",'Failure Persistence Storage'!CY88,0)","v":8.9007650072917048},{"$f":"IF($D88=\"Full\",'Failure Persistence Storage'!CZ88,0)","v":17922.020682065129},{"$f":"IF($D88=\"Full\",'Failure Persistence Storage'!DC88,0)","v":9.161041100426802},{"$f":"IF($D88=\"Full\",'Failure Persistence Storage'!DD88,0)","v":18540.02139523979},{"$f":"IF($D88=\"Full\",'Failure Persistence Storage'!DG88,0)","v":9.4213171935619009},{"$f":"IF($D88=\"Full\",'Failure Persistence Storage'!DH88,0)","v":19202.165016498355},{"$f":"IF($D88=\"Full\",'Failure Persistence Storage'!DK88,0)","v":9.6815932866969998},{"$f":"IF($D88=\"Full\",'Failure Persistence Storage'!DL88,0)","v":19913.3563134057},{"$f":"IF($D88=\"Full\",'Failure Persistence Storage'!DO88,0)","v":9.941869379832097},{"$f":"IF($D88=\"Full\",'Failure Persistence Storage'!DP88,0)","v":20679.254633152072},{"$f":"IF($D88=\"Full\",'Failure Persistence Storage'!DS88,0)","v":10.202145472967199},{"$f":"IF($D88=\"Full\",'Failure Persistence Storage'!DT88,0)","v":21506.424818478157},{"$f":"IF($D88=\"Full\",'Failure Persistence Storage'!DW88,0)","v":10.462421566102297},{"$f":"IF($D88=\"Full\",'Failure Persistence Storage'!DX88,0)","v":22402.525852581413},{"$f":"IF($D88=\"Full\",'Failure Persistence Storage'!EA88,0)","v":10.722697659237397},{"$f":"IF($D88=\"Full\",'Failure Persistence Storage'!EB88,0)","v":23376.548715737128},{"$f":"IF($D88=\"Full\",'Failure Persistence Storage'!EE88,0)","v":10.982973752372496},{"$f":"IF($D88=\"Full\",'Failure Persistence Storage'!EF88,0)","v":24439.119111906995},{"$f":"IF($D88=\"Full\",'Failure Persistence Storage'!EI88,0)","v":11.243249845507595},{"$f":"IF($D88=\"Full\",'Failure Persistence Storage'!EJ88,0)","v":25602.886688664472},{"$f":"IF($D88=\"Full\",'Failure Persistence Storage'!EM88,0)","v":11.503525938642696},{"$f":"IF($D88=\"Full\",'Failure Persistence Storage'!EN88,0)","v":26883.031023097694},{"$f":"IF($D88=\"Full\",'Failure Persistence Storage'!EQ88,0)","v":11.763802031777793},{"$f":"IF($D88=\"Full\",'Failure Persistence Storage'!ER88,0)","v":28297.927392734418},{"$f":"IF($D88=\"Full\",'Failure Persistence Storage'!EU88,0)","v":12.024078124912894},{"$f":"IF($D88=\"Full\",'Failure Persistence Storage'!EV88,0)","v":29870.034470108549},{"$f":"IF($D88=\"Full\",'Failure Persistence Storage'!EY88,0)","v":12.284354218047993},{"$f":"IF($D88=\"Full\",'Failure Persistence Storage'!EZ88,0)","v":31627.09532129141},{"$f":"IF($D88=\"Full\",'Failure Persistence Storage'!FC88,0)","v":12.544630311183091},{"$f":"IF($D88=\"Full\",'Failure Persistence Storage'!FD88,0)","v":33603.78877887212},{"$f":"IF($D88=\"Full\",'Failure Persistence Storage'!FG88,0)","v":12.80490640431819},{"$f":"IF($D88=\"Full\",'Failure Persistence Storage'!FH88,0)","v":35844.041364130258},{"$f":"IF($D88=\"Full\",'Failure Persistence Storage'!FK88,0)","v":13.065182497453291},{"$f":"IF($D88=\"Full\",'Failure Persistence Storage'!FL88,0)","v":38404.33003299671},{"$f":"IF($D88=\"Full\",'Failure Persistence Storage'!FO88,0)","v":13.32545859058839},{"$f":"IF($D88=\"Full\",'Failure Persistence Storage'!FP88,0)","v":41358.509266304143},{"$f":"IF($D88=\"Full\",'Failure Persistence Storage'!FS88,0)","v":13.585734683723489},{"$f":"IF($D88=\"Full\",'Failure Persistence Storage'!FT88,0)","v":44805.051705162827},{"$f":"IF($D88=\"Full\",'Failure Persistence Storage'!FW88,0)","v":13.846010776858588},{"$f":"IF($D88=\"Full\",'Failure Persistence Storage'!FX88,0)","v":48878.238223813991},{"$f":"IF($D88=\"Full\",'Failure Persistence Storage'!GA88,0)","v":14.106286869993687},{"$f":"IF($D88=\"Full\",'Failure Persistence Storage'!GB88,0)","v":53766.062046195388},{"$f":"IF($D88=\"Full\",'Failure Persistence Storage'!GE88,0)","v":14.366562963128787},{"$f":"IF($D88=\"Full\",'Failure Persistence Storage'!GF88,0)","v":59740.068940217097},{"$f":"IF($D88=\"Full\",'Failure Persistence Storage'!GI88,0)","v":14.626839056263888},{"$f":"IF($D88=\"Full\",'Failure Persistence Storage'!GJ88,0)","v":67207.57755774424},{"$f":"IF($D88=\"Full\",'Failure Persistence Storage'!GM88,0)","v":14.887115149398985},{"$f":"IF($D88=\"Full\",'Failure Persistence Storage'!GN88,0)","v":76808.660065993419},{"$f":"IF($D88=\"Full\",'Failure Persistence Storage'!GQ88,0)","v":15.147391242534084},{"$f":"IF($D88=\"Full\",'Failure Persistence Storage'!GR88,0)","v":89610.103410325653},{"$f":"IF($D88=\"Full\",'Failure Persistence Storage'!GU88,0)","v":15.407667335669185},{"$f":"IF($D88=\"Full\",'Failure Persistence Storage'!GV88,0)","v":107532.12409239078},{"$f":"IF($D88=\"Full\",'Failure Persistence Storage'!GY88,0)","v":15.66794342880428},{"$f":"IF($D88=\"Full\",'Failure Persistence Storage'!GZ88,0)","v":134415.15511548848},{"$f":"IF($D88=\"Full\",'Failure Persistence Storage'!HC88,0)","v":16.101279355782673},{"$f":"IF($D88=\"Full\",'Failure Persistence Storage'!HD88,0)","v":179220.20682065131},{"$f":"IF($D88=\"Full\",'Failure Persistence Storage'!HG88,0)","v":16.534615282761063},{"$f":"IF($D88=\"Full\",'Failure Persistence Storage'!HH88,0)","v":268830.31023097696},{"$f":"IF($D88=\"Full\",'Failure Persistence Storage'!HK88,0)","v":16.967951209739457},{"$f":"IF($D88=\"Full\",'Failure Persistence Storage'!HL88,0)","v":537660.62046195392},{"$f":"IF($D88=\"Full\",'Failure Persistence Storage'!HO88,0)","v":17.401287136717848}]
[null,10,"Pipe","Full",400,6.1210000000000004,"MS",{"$f":"51-2019+C38","v":68},8.4882977625789369E-5,4.6062094705625647,10.462421566102298,16.75128324625026,null,null,null,null,null,null,null,null,null,null,null,null,null,null,null,12021.352122728586,8.3185318073273582E-5,1.5326759996834883E-4,1.8424837882250258,12271.796958618763,8.1487658520757808E-5,3.0027937952982632E-4,3.684967576450052,12532.899021568101,7.9789998968242008E-5,3.779131635050474E-4,4.7363475171301141,12805.353348123928,7.8092339415726221E-5,3.9019802690546242E-4,4.996623610265214,13089.916755860017,7.6394679863210434E-5,4.0159916991427274E-4,5.2568997034003129,13387.414863947743,7.4697020310694648E-5,4.121165925314786E-4,5.5171757965354118,13698.750093341876,7.2999360758178861E-5,4.2175029475707989E-4,5.7774518896705116,14024.910809850016,7.1301701205663074E-5,4.3050027659107649E-4,6.0377279828056105,14366.981805212215,6.9604041653147274E-5,4.3836653803346846E-4,6.2980040759407103,14726.15635034252,6.7906382100631487E-5,4.4534907908425596E-4,6.5582801690758092,15103.750102915403,6.6208722548115713E-5,4.5144789974343894E-4,6.8185562622109082,15501.21721088686,6.4511062995599927E-5,4.5666300001101728E-4,7.0788323553460071,15920.169027397318,6.2813403443084126E-5,4.6099437988699095E-4,7.3391084484811069,16362.395944825023,6.1115743890568339E-5,4.6444203937136014E-4,7.5993845416162067,16829.892971820023,5.9418084338052546E-5,4.6700597846412471E-4,7.8596606347513056,17324.889823932375,5.7720424785536766E-5,4.6868619716528475E-4,8.1199367278864045,17849.886485263658,5.6022765233020986E-5,4.6948269547484017E-4,8.3802128210215034,18407.695437928145,5.4325105680505206E-5,4.6939547339279106E-4,8.6404889141566024,19001.492064958089,5.2627446127989405E-5,4.6842453091913732E-4,8.9007650072917031,19634.875133790025,5.0929786575473618E-5,4.6656986805387901E-4,9.161041100426802,20311.939793575886,4.9232127022957838E-5,4.6383148479701617E-4,9.4213171935619009,21037.366214775022,4.7534467470442058E-5,4.602093811485487E-4,9.6815932866969998,21816.527926433362,4.5836807917926258E-5,4.5570355710847655E-4,9.9418693798320987,22655.625154373105,4.4139148365410471E-5,4.5031401267679998E-4,10.202145472967199,23561.850160548031,4.2441488812894684E-5,4.4404074785351868E-4,10.462421566102297,24543.593917237526,4.0743829260378904E-5,4.3688376263863307E-4,10.722697659237397,25610.706696247857,3.9046169707863111E-5,4.2884305703214261E-4,10.982973752372496,26774.829727895485,3.7348510155347324E-5,4.1991863103404769E-4,11.243249845507595,28049.821619700033,3.5650850602831537E-5,4.1011048464434819E-4,11.503525938642696,29452.312700685041,3.3953191050315743E-5,3.9941861786304389E-4,11.763802031777793,31002.43442177372,3.2255531497799963E-5,3.8784303069013535E-4,12.024078124912894,32724.791889650045,3.055787194528417E-5,3.7538372312562201E-4,12.284354218047993,34649.779647864751,2.8860212392768383E-5,3.6204069516950415E-4,12.544630311183091,36815.39087585629,2.7162552840252603E-5,3.4781394682178177E-4,12.80490640431819,39269.75026758005,2.5464893287736809E-5,3.3270347808245476E-4,13.065182497453291,42074.732429550044,2.3767233735221029E-5,3.1670928895152322E-4,13.32545859058839,45311.25030874621,2.2069574182705236E-5,2.9983137942898701E-4,13.585734683723489,49087.187834475051,2.0371914630189452E-5,2.8206974951484626E-4,13.846010776858586,53549.65945579097,1.8674255077673662E-5,2.6342439920910095E-4,14.106286869993689,58904.625401370082,1.6976595525157872E-5,2.4389532851175097E-4,14.366562963128787,65449.58377930009,1.5278935972642085E-5,2.2348253742279648E-4,14.626839056263886,73630.78175171258,1.3581276420126301E-5,2.0218602594223749E-4,14.887115149398987,84149.464859100088,1.1883616867610515E-5,1.8000579407007384E-4,15.147391242534086,98174.375668950102,1.0185957315094726E-5,1.5694184180630558E-4,15.407667335669183,117809.25080274016,8.4882977625789358E-6,1.3299416915093273E-4,15.667943428804282,147261.56350342516,6.7906382100631507E-6,1.093379628242788E-4,16.101279355782673,196348.7513379002,5.092978657547363E-6,8.4210442745858552E-5,16.534615282761063,294523.12700685032,3.3953191050315754E-6,5.7611608915672009E-5,16.967951209739457,589046.25401370064,1.6976595525157877E-6,2.9541461333719152E-5,17.401287136717848,null,{"$f":"IF($D89=\"Full\",'Failure Persistence Storage'!AB89,0)","v":12021.352122728586},{"$f":"IF($D89=\"Full\",'Failure Persistence Storage'!AE89,0)","v":1.8424837882250258},{"$f":"IF($D89=\"Full\",'Failure Persistence Storage'!AF89,0)","v":12271.796958618763},{"$f":"IF($D89=\"Full\",'Failure Persistence Storage'!AI89,0)","v":3.684967576450052},{"$f":"IF($D89=\"Full\",'Failure Persistence Storage'!AJ89,0)","v":12532.899021568101},{"$f":"IF($D89=\"Full\",'Failure Persistence Storage'!AM89,0)","v":4.7363475171301141},{"$f":"IF($D89=\"Full\",'Failure Persistence Storage'!AN89,0)","v":12805.353348123928},{"$f":"IF($D89=\"Full\",'Failure Persistence Storage'!AQ89,0)","v":4.996623610265214},{"$f":"IF($D89=\"Full\",'Failure Persistence Storage'!AR89,0)","v":13089.916755860017},{"$f":"IF($D89=\"Full\",'Failure Persistence Storage'!AU89,0)","v":5.2568997034003129},{"$f":"IF($D89=\"Full\",'Failure Persistence Storage'!AV89,0)","v":13387.414863947743},{"$f":"IF($D89=\"Full\",'Failure Persistence Storage'!AY89,0)","v":5.5171757965354118},{"$f":"IF($D89=\"Full\",'Failure Persistence Storage'!AZ89,0)","v":13698.750093341876},{"$f":"IF($D89=\"Full\",'Failure Persistence Storage'!BC89,0)","v":5.7774518896705116},{"$f":"IF($D89=\"Full\",'Failure Persistence Storage'!BD89,0)","v":14024.910809850016},{"$f":"IF($D89=\"Full\",'Failure Persistence Storage'!BG89,0)","v":6.0377279828056105},{"$f":"IF($D89=\"Full\",'Failure Persistence Storage'!BH89,0)","v":14366.981805212215},{"$f":"IF($D89=\"Full\",'Failure Persistence Storage'!BK89,0)","v":6.2980040759407103},{"$f":"IF($D89=\"Full\",'Failure Persistence Storage'!BL89,0)","v":14726.15635034252},{"$f":"IF($D89=\"Full\",'Failure Persistence Storage'!BO89,0)","v":6.5582801690758092},{"$f":"IF($D89=\"Full\",'Failure Persistence Storage'!BP89,0)","v":15103.750102915403},{"$f":"IF($D89=\"Full\",'Failure Persistence Storage'!BS89,0)","v":6.8185562622109082},{"$f":"IF($D89=\"Full\",'Failure Persistence Storage'!BT89,0)","v":15501.21721088686},{"$f":"IF($D89=\"Full\",'Failure Persistence Storage'!BW89,0)","v":7.0788323553460071},{"$f":"IF($D89=\"Full\",'Failure Persistence Storage'!BX89,0)","v":15920.169027397318},{"$f":"IF($D89=\"Full\",'Failure Persistence Storage'!CA89,0)","v":7.3391084484811069},{"$f":"IF($D89=\"Full\",'Failure Persistence Storage'!CB89,0)","v":16362.395944825023},{"$f":"IF($D89=\"Full\",'Failure Persistence Storage'!CE89,0)","v":7.5993845416162067},{"$f":"IF($D89=\"Full\",'Failure Persistence Storage'!CF89,0)","v":16829.892971820023},{"$f":"IF($D89=\"Full\",'Failure Persistence Storage'!CI89,0)","v":7.8596606347513056},{"$f":"IF($D89=\"Full\",'Failure Persistence Storage'!CJ89,0)","v":17324.889823932375},{"$f":"IF($D89=\"Full\",'Failure Persistence Storage'!CM89,0)","v":8.1199367278864045},{"$f":"IF($D89=\"Full\",'Failure Persistence Storage'!CN89,0)","v":17849.886485263658},{"$f":"IF($D89=\"Full\",'Failure Persistence Storage'!CQ89,0)","v":8.3802128210215034},{"$f":"IF($D89=\"Full\",'Failure Persistence Storage'!CR89,0)","v":18407.695437928145},{"$f":"IF($D89=\"Full\",'Failure Persistence Storage'!CU89,0)","v":8.6404889141566024},{"$f":"IF($D89=\"Full\",'Failure Persistence Storage'!CV89,0)","v":19001.492064958089},{"$f":"IF($D89=\"Full\",'Failure Persistence Storage'!CY89,0)","v":8.9007650072917031},{"$f":"IF($D89=\"Full\",'Failure Persistence Storage'!CZ89,0)","v":19634.875133790025},{"$f":"IF($D89=\"Full\",'Failure Persistence Storage'!DC89,0)","v":9.161041100426802},{"$f":"IF($D89=\"Full\",'Failure Persistence Storage'!DD89,0)","v":20311.939793575886},{"$f":"IF($D89=\"Full\",'Failure Persistence Storage'!DG89,0)","v":9.4213171935619009},{"$f":"IF($D89=\"Full\",'Failure Persistence Storage'!DH89,0)","v":21037.366214775022},{"$f":"IF($D89=\"Full\",'Failure Persistence Storage'!DK89,0)","v":9.6815932866969998},{"$f":"IF($D89=\"Full\",'Failure Persistence Storage'!DL89,0)","v":21816.527926433362},{"$f":"IF($D89=\"Full\",'Failure Persistence Storage'!DO89,0)","v":9.9418693798320987},{"$f":"IF($D89=\"Full\",'Failure Persistence Storage'!DP89,0)","v":22655.625154373105},{"$f":"IF($D89=\"Full\",'Failure Persistence Storage'!DS89,0)","v":10.202145472967199},{"$f":"IF($D89=\"Full\",'Failure Persistence Storage'!DT89,0)","v":23561.850160548031},{"$f":"IF($D89=\"Full\",'Failure Persistence Storage'!DW89,0)","v":10.462421566102297},{"$f":"IF($D89=\"Full\",'Failure Persistence Storage'!DX89,0)","v":24543.593917237526},{"$f":"IF($D89=\"Full\",'Failure Persistence Storage'!EA89,0)","v":10.722697659237397},{"$f":"IF($D89=\"Full\",'Failure Persistence Storage'!EB89,0)","v":25610.706696247857},{"$f":"IF($D89=\"Full\",'Failure Persistence Storage'!EE89,0)","v":10.982973752372496},{"$f":"IF($D89=\"Full\",'Failure Persistence Storage'!EF89,0)","v":26774.829727895485},{"$f":"IF($D89=\"Full\",'Failure Persistence Storage'!EI89,0)","v":11.243249845507595},{"$f":"IF($D89=\"Full\",'Failure Persistence Storage'!EJ89,0)","v":28049.821619700033},{"$f":"IF($D89=\"Full\",'Failure Persistence Storage'!EM89,0)","v":11.503525938642696},{"$f":"IF($D89=\"Full\",'Failure Persistence Storage'!EN89,0)","v":29452.312700685041},{"$f":"IF($D89=\"Full\",'Failure Persistence Storage'!EQ89,0)","v":11.763802031777793},{"$f":"IF($D89=\"Full\",'Failure Persistence Storage'!ER89,0)","v":31002.43442177372},{"$f":"IF($D89=\"Full\",'Failure Persistence Storage'!EU89,0)","v":12.024078124912894},{"$f":"IF($D89=\"Full\",'Failure Persistence Storage'!EV89,0)","v":32724.791889650045},{"$f":"IF($D89=\"Full\",'Failure Persistence Storage'!EY89,0)","v":12.284354218047993},{"$f":"IF($D89=\"Full\",'Failure Persistence Storage'!EZ89,0)","v":34649.779647864751},{"$f":"IF($D89=\"Full\",'Failure Persistence Storage'!FC89,0)","v":12.544630311183091},{"$f":"IF($D89=\"Full\",'Failure Persistence Storage'!FD89,0)","v":36815.39087585629},{"$f":"IF($D89=\"Full\",'Failure Persistence Storage'!FG89,0)","v":12.80490640431819},{"$f":"IF($D89=\"Full\",'Failure Persistence Storage'!FH89,0)","v":39269.75026758005},{"$f":"IF($D89=\"Full\",'Failure Persistence Storage'!FK89,0)","v":13.065182497453291},{"$f":"IF($D89=\"Full\",'Failure Persistence Storage'!FL89,0)","v":42074.732429550044},{"$f":"IF($D89=\"Full\",'Failure Persistence Storage'!FO89,0)","v":13.32545859058839},{"$f":"IF($D89=\"Full\",'Failure Persistence Storage'!FP89,0)","v":45311.25030874621},{"$f":"IF($D89=\"Full\",'Failure Persistence Storage'!FS89,0)","v":13.585734683723489},{"$f":"IF($D89=\"Full\",'Failure Persistence Storage'!FT89,0)","v":49087.187834475051},{"$f":"IF($D89=\"Full\",'Failure Persistence Storage'!FW89,0)","v":13.846010776858586},{"$f":"IF($D89=\"Full\",'Failure Persistence Storage'!FX89,0)","v":53549.65945579097},{"$f":"IF($D89=\"Full\",'Failure Persistence Storage'!GA89,0)","v":14.106286869993689},{"$f":"IF($D89=\"Full\",'Failure Persistence Storage'!GB89,0)","v":58904.625401370082},{"$f":"IF($D89=\"Full\",'Failure Persistence Storage'!GE89,0)","v":14.366562963128787},{"$f":"IF($D89=\"Full\",'Failure Persistence Storage'!GF89,0)","v":65449.58377930009},{"$f":"IF($D89=\"Full\",'Failure Persistence Storage'!GI89,0)","v":14.626839056263886},{"$f":"IF($D89=\"Full\",'Failure Persistence Storage'!GJ89,0)","v":73630.78175171258},{"$f":"IF($D89=\"Full\",'Failure Persistence Storage'!GM89,0)","v":14.887115149398987},{"$f":"IF($D89=\"Full\",'Failure Persistence Storage'!GN89,0)","v":84149.464859100088},{"$f":"IF($D89=\"Full\",'Failure Persistence Storage'!GQ89,0)","v":15.147391242534086},{"$f":"IF($D89=\"Full\",'Failure Persistence Storage'!GR89,0)","v":98174.375668950102},{"$f":"IF($D89=\"Full\",'Failure Persistence Storage'!GU89,0)","v":15.407667335669183},{"$f":"IF($D89=\"Full\",'Failure Persistence Storage'!GV89,0)","v":117809.25080274016},{"$f":"IF($D89=\"Full\",'Failure Persistence Storage'!GY89,0)","v":15.667943428804282},{"$f":"IF($D89=\"Full\",'Failure Persistence Storage'!GZ89,0)","v":147261.56350342516},{"$f":"IF($D89=\"Full\",'Failure Persistence Storage'!HC89,0)","v":16.101279355782673},{"$f":"IF($D89=\"Full\",'Failure Persistence Storage'!HD89,0)","v":196348.7513379002},{"$f":"IF($D89=\"Full\",'Failure Persistence Storage'!HG89,0)","v":16.534615282761063},{"$f":"IF($D89=\"Full\",'Failure Persistence Storage'!HH89,0)","v":294523.12700685032},{"$f":"IF($D89=\"Full\",'Failure Persistence Storage'!HK89,0)","v":16.967951209739457},{"$f":"IF($D89=\"Full\",'Failure Persistence Storage'!HL89,0)","v":589046.25401370064},{"$f":"IF($D89=\"Full\",'Failure Persistence Storage'!HO89,0)","v":17.401287136717848}]
[null,"Combination of elements",null,{"$f":"IF(OR(D80=\"Part\",D81=\"Part\",D82=\"Part\",D83=\"Part\",D84=\"Part\",D85=\"Part\",D86=\"Part\",D87=\"Part\",D88=\"Part\",D89=\"Part\"),\"Part\",IF(OR(D80=\"Full\",D81=\"Full\",D82=\"Full\",D83=\"Full\",D84=\"Full\",D85=\"Full\",D86=\"Full\",D87=\"Full\",D88=\"Full\",D89=\"Full\"),\"Full\",IF(AND(D80=\" \",D81=\" \",D82=\" \",D83=\" \",D84=\" \",D85=\" \",D86=\" \",D87=\" \",D88=\" \",D89=\" \"),\" \",\" \")))","v":"Full"},null,null,null,null,null,null,null,null,null,null,null,null,null,null,null,null,null,null,null,null,null,null,null,23.867284830454825,{"$f":"IF($D90=\" \",\" \",SUM(AC80:AC89))","v":4.1898356143300931E-2},{"$f":"IF($D90=\" \",\" \",SUM(AD80:AD89))","v":6.9147444053354726E-2},{"$f":"IF($D90=\" \",\" \",AB90*AD90)","v":1.6503617425193569},{"$f":"IF($D90=\" \",\" \",1/AG90)","v":24.364519931089301},{"$f":"IF($D90=\" \",\" \",SUM(AG80:AG89))","v":4.1043287650580504E-2},{"$f":"IF($D90=\" \",\" \",SUM(AH80:AH89))","v":0.13547254345147047},{"$f":"IF($D90=\" \",\" \",AF90*AH90)","v":3.3007234850387137},24.882913972176301,{"$f":"IF($D90=\" \",\" \",SUM(AK80:AK89))","v":4.0188219157860083E-2},{"$f":"IF($D90=\" \",\" \",SUM(AL80:AL89))","v":0.1705142334859101},{"$f":"IF($D90=\" \",\" \",AJ90*AL90)","v":4.2428910028614846},25.423846884614925,{"$f":"IF($D90=\" \",\" \",SUM(AO80:AO89))","v":3.9333150665139642E-2},{"$f":"IF($D90=\" \",\" \",SUM(AP80:AP89))","v":0.17608917786146749},{"$f":"IF($D90=\" \",\" \",AN90*AP90)","v":4.4768642959876734},25.988821259828587,{"$f":"IF($D90=\" \",\" \",SUM(AS80:AS89))","v":3.8478082172419222E-2},{"$f":"IF($D90=\" \",\" \",SUM(AT80:AT89))","v":0.18126399585484448},{"$f":"IF($D90=\" \",\" \",AR90*AT90)","v":4.7108375891138632},26.579476288461056,{"$f":"IF($D90=\" \",\" \",SUM(AW80:AW89))","v":3.7623013679698794E-2},{"$f":"IF($D90=\" \",\" \",SUM(AX80:AX89))","v":0.18603868746604088},{"$f":"IF($D90=\" \",\" \",AV90*AX90)","v":4.9448108822400503},27.197603644006666,{"$f":"IF($D90=\" \",\" \",SUM(BA80:BA89))","v":3.676794518697836E-2},{"$f":"IF($D90=\" \",\" \",SUM(BB80:BB89))","v":0.19041325269505682},{"$f":"IF($D90=\" \",\" \",AZ90*BB90)","v":5.1787841753662391},27.845165635530623,{"$f":"IF($D90=\" \",\" \",SUM(BE80:BE89))","v":3.5912876694257946E-2},{"$f":"IF($D90=\" \",\" \",SUM(BF80:BF89))","v":0.19438769154189231},{"$f":"IF($D90=\" \",\" \",BD90*BF90)","v":5.4127574684924262},28.524316016885031,{"$f":"IF($D90=\" \",\" \",SUM(BI80:BI89))","v":3.5057808201537519E-2},{"$f":"IF($D90=\" \",\" \",SUM(BJ80:BJ89))","v":0.19796200400654729},{"$f":"IF($D90=\" \",\" \",BH90*BJ90)","v":5.6467307616186151},29.237423917307154,{"$f":"IF($D90=\" \",\" \",SUM(BM80:BM89))","v":3.4202739708817091E-2},{"$f":"IF($D90=\" \",\" \",SUM(BN80:BN89))","v":0.20113619008902173},{"$f":"IF($D90=\" \",\" \",BL90*BN90)","v":5.8807040547448022},29.987101453648364,{"$f":"IF($D90=\" \",\" \",SUM(BQ80:BQ89))","v":3.3347671216096664E-2},{"$f":"IF($D90=\" \",\" \",SUM(BR80:BR89))","v":0.20391024978931568},{"$f":"IF($D90=\" \",\" \",BP90*BR90)","v":6.1146773478709893},30.776235702428593,{"$f":"IF($D90=\" \",\" \",SUM(BU80:BU89))","v":3.2492602723376229E-2},{"$f":"IF($D90=\" \",\" \",SUM(BV80:BV89))","v":0.20628418310742919},{"$f":"IF($D90=\" \",\" \",BT90*BV90)","v":6.348650640997179},31.608025856548284,{"$f":"IF($D90=\" \",\" \",SUM(BY80:BY89))","v":3.1637534230655802E-2},{"$f":"IF($D90=\" \",\" \",SUM(BZ80:BZ89))","v":0.20825799004336221},{"$f":"IF($D90=\" \",\" \",BX90*BZ90)","v":6.5826239341233679},32.486026574785733,{"$f":"IF($D90=\" \",\" \",SUM(CC80:CC89))","v":3.0782465737935378E-2},{"$f":"IF($D90=\" \",\" \",SUM(CD80:CD89))","v":0.20983167059711472},{"$f":"IF($D90=\" \",\" \",CB90*CD90)","v":6.816597227249555},33.414198762636751,{"$f":"IF($D90=\" \",\" \",SUM(CG80:CG89))","v":2.992739724521495E-2},{"$f":"IF($D90=\" \",\" \",SUM(CH80:CH89))","v":0.2110052247686868},{"$f":"IF($D90=\" \",\" \",CF90*CH90)","v":7.0505705203757438},34.396969314479009,{"$f":"IF($D90=\" \",\" \",SUM(CK80:CK89))","v":2.9072328752494526E-2},{"$f":"IF($D90=\" \",\" \",SUM(CL80:CL89))","v":0.21177865255807832},{"$f":"IF($D90=\" \",\" \",CJ90*CL90)","v":7.2845438135019309},35.439301717948076,{"$f":"IF($D90=\" \",\" \",SUM(CO80:CO89))","v":2.8217260259774092E-2},{"$f":"IF($D90=\" \",\" \",SUM(CP80:CP89))","v":0.21215195396528938},{"$f":"IF($D90=\" \",\" \",CN90*CP90)","v":7.5185171066281216},{"$f":"IF($D90=\" \",\" \",1/CS90)","v":36.546779896633943},{"$f":"IF($D90=\" \",\" \",SUM(CS80:CS89))","v":2.7362191767053672E-2},{"$f":"IF($D90=\" \",\" \",SUM(CT80:CT89))","v":0.21212512899031991},{"$f":"IF($D90=\" \",\" \",CR90*CT90)","v":7.752490399754306},37.72570828039634,{"$f":"IF($D90=\" \",\" \",SUM(CW80:CW89))","v":2.6507123274333237E-2},{"$f":"IF($D90=\" \",\" \",SUM(CX80:CX89))","v":0.21169817763317},{"$f":"IF($D90=\" \",\" \",CV90*CX90)","v":7.9864636928804966},38.983231889742889,{"$f":"IF($D90=\" \",\" \",SUM(DA80:DA89))","v":2.565205478161281E-2},{"$f":"IF($D90=\" \",\" \",SUM(DB80:DB89))","v":0.21087109989383962},{"$f":"IF($D90=\" \",\" \",CZ90*DB90)","v":8.2204369860066873},40.327481265251258,{"$f":"IF($D90=\" \",\" \",SUM(DE80:DE89))","v":2.4796986288892386E-2},{"$f":"IF($D90=\" \",\" \",SUM(DF80:DF89))","v":0.20964389577232873},{"$f":"IF($D90=\" \",\" \",DD90*DF90)","v":8.4544102791328744},41.767748453295937,{"$f":"IF($D90=\" \",\" \",SUM(DI80:DI89))","v":2.3941917796171962E-2},{"$f":"IF($D90=\" \",\" \",SUM(DJ80:DJ89))","v":0.20801656526863729},{"$f":"IF($D90=\" \",\" \",DH90*DJ90)","v":8.6883835722590579},43.31470209971431,{"$f":"IF($D90=\" \",\" \",SUM(DM80:DM89))","v":2.3086849303451534E-2},{"$f":"IF($D90=\" \",\" \",SUM(DN80:DN89))","v":0.20598910838276546},{"$f":"IF($D90=\" \",\" \",DL90*DN90)","v":8.9223568653852503},44.980652180472553,{"$f":"IF($D90=\" \",\" \",SUM(DQ80:DQ89))","v":2.2231780810731107E-2},{"$f":"IF($D90=\" \",\" \",SUM(DR80:DR89))","v":0.20356152511471307},{"$f":"IF($D90=\" \",\" \",DP90*DR90)","v":9.1563301585114374},46.779878267691466,{"$f":"IF($D90=\" \",\" \",SUM(DU80:DU89))","v":2.1376712318010676E-2},{"$f":"IF($D90=\" \",\" \",SUM(DV80:DV89))","v":0.20073381546448021},{"$f":"IF($D90=\" \",\" \",DT90*DV90)","v":9.3903034516376263},48.729039862178603,{"$f":"IF($D90=\" \",\" \",SUM(DY80:DY89))","v":2.0521643825290252E-2},{"$f":"IF($D90=\" \",\" \",SUM(DZ80:DZ89))","v":0.19750597943206691},{"$f":"IF($D90=\" \",\" \",DX90*DZ90)","v":9.6242767447638151},50.847693769229849,{"$f":"IF($D90=\" \",\" \",SUM(EC80:EC89))","v":1.9666575332569821E-2},{"$f":"IF($D90=\" \",\" \",SUM(ED80:ED89))","v":0.19387801701747301},{"$f":"IF($D90=\" \",\" \",EB90*ED90)","v":9.8582500378900004},53.158952576922111,{"$f":"IF($D90=\" \",\" \",SUM(EG80:EG89))","v":1.8811506839849397E-2},{"$f":"IF($D90=\" \",\" \",SUM(EH80:EH89))","v":0.18984992822069865},{"$f":"IF($D90=\" \",\" \",EF90*EH90)","v":10.092223331016186},55.690331271061247,{"$f":"IF($D90=\" \",\" \",SUM(EK80:EK89))","v":1.7956438347128973E-2},{"$f":"IF($D90=\" \",\" \",SUM(EL80:EL89))","v":0.18542171304174387},{"$f":"IF($D90=\" \",\" \",EJ90*EL90)","v":10.326196624142375},58.474847834614309,{"$f":"IF($D90=\" \",\" \",SUM(EO80:EO89))","v":1.7101369854408546E-2},{"$f":"IF($D90=\" \",\" \",SUM(EP80:EP89))","v":0.18059337148060861},{"$f":"IF($D90=\" \",\" \",EN90*EP90)","v":10.560169917268563},61.552471404857187,{"$f":"IF($D90=\" \",\" \",SUM(ES80:ES89))","v":1.6246301361688115E-2},{"$f":"IF($D90=\" \",\" \",SUM(ET80:ET89))","v":0.17536490353729278},{"$f":"IF($D90=\" \",\" \",ER90*ET90)","v":10.794143210394752},64.972053149571465,{"$f":"IF($D90=\" \",\" \",SUM(EW80:EW89))","v":1.5391232868967689E-2},{"$f":"IF($D90=\" \",\" \",SUM(EX80:EX89))","v":0.16973630921179653},{"$f":"IF($D90=\" \",\" \",EV90*EX90)","v":11.028116503520941},68.793938628958017,{"$f":"IF($D90=\" \",\" \",SUM(FA80:FA89))","v":1.4536164376247263E-2},{"$f":"IF($D90=\" \",\" \",SUM(FB80:FB89))","v":0.16370758850411982},{"$f":"IF($D90=\" \",\" \",EZ90*FB90)","v":11.262089796647132},{"$f":"IF($D90=\" \",\" \",1/FE90)","v":73.093559793267886},{"$f":"IF($D90=\" \",\" \",SUM(FE80:FE89))","v":1.3681095883526836E-2},{"$f":"IF($D90=\" \",\" \",SUM(FF80:FF89))","v":0.15727874141426251},{"$f":"IF($D90=\" \",\" \",FD90*FF90)","v":11.496063089773315},77.966463779485778,{"$f":"IF($D90=\" \",\" \",SUM(FI80:FI89))","v":1.2826027390806405E-2},{"$f":"IF($D90=\" \",\" \",SUM(FJ80:FJ89))","v":0.15044976794222478},{"$f":"IF($D90=\" \",\" \",FH90*FJ90)","v":11.73003638289951},83.535496906591874,{"$f":"IF($D90=\" \",\" \",SUM(FM80:FM89))","v":1.1970958898085981E-2},{"$f":"IF($D90=\" \",\" \",SUM(FN80:FN89))","v":0.14322066808800657},{"$f":"IF($D90=\" \",\" \",FL90*FN90)","v":11.964009676025695},89.961304360945107,{"$f":"IF($D90=\" \",\" \",SUM(FQ80:FQ89))","v":1.1115890405365553E-2},{"$f":"IF($D90=\" \",\" \",SUM(FR80:FR89))","v":0.13559144185160785},{"$f":"IF($D90=\" \",\" \",FP90*FR90)","v":12.197982969151884},97.458079724357205,{"$f":"IF($D90=\" \",\" \",SUM(FU80:FU89))","v":1.0260821912645126E-2},{"$f":"IF($D90=\" \",\" \",SUM(FV80:FV89))","v":0.12756208923302859},{"$f":"IF($D90=\" \",\" \",FT90*FV90)","v":12.431956262278067},106.31790515384422,{"$f":"IF($D90=\" \",\" \",SUM(FY80:FY89))","v":9.4057534199246985E-3},{"$f":"IF($D90=\" \",\" \",SUM(FZ80:FZ89))","v":0.11913261023226891},{"$f":"IF($D90=\" \",\" \",FX90*FZ90)","v":12.665929555404258},116.94969566922862,{"$f":"IF($D90=\" \",\" \",SUM(GC80:GC89))","v":8.5506849272042728E-3},{"$f":"IF($D90=\" \",\" \",SUM(GD80:GD89))","v":0.11030300484932873},{"$f":"IF($D90=\" \",\" \",GB90*GD90)","v":12.899902848530443},129.94410629914293,{"$f":"IF($D90=\" \",\" \",SUM(GG80:GG89))","v":7.6956164344838445E-3},{"$f":"IF($D90=\" \",\" \",SUM(GH80:GH89))","v":0.10107327308420808},{"$f":"IF($D90=\" \",\" \",GF90*GH90)","v":13.133876141656636},146.18711958653577,{"$f":"IF($D90=\" \",\" \",SUM(GK80:GK89))","v":6.8405479417634179E-3},{"$f":"IF($D90=\" \",\" \",SUM(GL80:GL89))","v":9.1443414936906914E-2},{"$f":"IF($D90=\" \",\" \",GJ90*GL90)","v":13.367849434782823},167.07099381318375,{"$f":"IF($D90=\" \",\" \",SUM(GO80:GO89))","v":5.9854794490429904E-3},{"$f":"IF($D90=\" \",\" \",SUM(GP80:GP89))","v":8.1413430407425269E-2},{"$f":"IF($D90=\" \",\" \",GN90*GP90)","v":13.601822727909013},194.91615944871441,{"$f":"IF($D90=\" \",\" \",SUM(GS80:GS89))","v":5.130410956322563E-3},{"$f":"IF($D90=\" \",\" \",SUM(GT80:GT89))","v":7.0983319495763086E-2},{"$f":"IF($D90=\" \",\" \",GR90*GT90)","v":13.835796021035195},233.89939133845724,{"$f":"IF($D90=\" \",\" \",SUM(GW80:GW89))","v":4.2753424636021364E-3},{"$f":"IF($D90=\" \",\" \",SUM(GX80:GX89))","v":6.0153082201920477E-2},{"$f":"IF($D90=\" \",\" \",GV90*GX90)","v":14.069769314161384},292.37423917307154,{"$f":"IF($D90=\" \",\" \",SUM(HA80:HA89))","v":3.4202739708817089E-3},{"$f":"IF($D90=\" \",\" \",SUM(HB80:HB89))","v":5.0178803382661293E-2},{"$f":"IF($D90=\" \",\" \",GZ90*HB90)","v":14.670989461620744},389.83231889742882,{"$f":"IF($D90=\" \",\" \",SUM(HE80:HE89))","v":2.5652054781612815E-3},{"$f":"IF($D90=\" \",\" \",SUM(HF80:HF89))","v":3.9176355752839634E-2},{"$f":"IF($D90=\" \",\" \",HD90*HF90)","v":15.2722096090801},584.74847834614309,{"$f":"IF($D90=\" \",\" \",SUM(HI80:HI89))","v":1.7101369854408545E-3},{"$f":"IF($D90=\" \",\" \",SUM(HJ80:HJ89))","v":2.7145739312455539E-2},{"$f":"IF($D90=\" \",\" \",HH90*HJ90)","v":15.873429756539453},1169.4969566922862,{"$f":"IF($D90=\" \",\" \",SUM(HM80:HM89))","v":8.5506849272042724E-4},{"$f":"IF($D90=\" \",\" \",SUM(HN80:HN89))","v":1.4086954061508995E-2},{"$f":"IF($D90=\" \",\" \",HL90*HN90)","v":16.474649903998809},null,{"$f":"IF($D90=\"Full\",'Failure Persistence Storage'!AB90,0)","v":23.867284830454825},{"$f":"IF($D90=\"Full\",'Failure Persistence Storage'!AE90,0)","v":1.6503617425193569},{"$f":"IF($D90=\"Full\",'Failure Persistence Storage'!AF90,0)","v":24.364519931089301},{"$f":"IF($D90=\"Full\",'Failure Persistence Storage'!AI90,0)","v":3.3007234850387137},{"$f":"IF($D90=\"Full\",'Failure Persistence Storage'!AJ90,0)","v":24.882913972176301},{"$f":"IF($D90=\"Full\",'Failure Persistence Storage'!AM90,0)","v":4.2428910028614846},{"$f":"IF($D90=\"Full\",'Failure Persistence Storage'!AN90,0)","v":25.423846884614925},{"$f":"IF($D90=\"Full\",'Failure Persistence Storage'!AQ90,0)","v":4.4768642959876734},{"$f":"IF($D90=\"Full\",'Failure Persistence Storage'!AR90,0)","v":25.988821259828587},{"$f":"IF($D90=\"Full\",'Failure Persistence Storage'!AU90,0)","v":4.7108375891138632},{"$f":"IF($D90=\"Full\",'Failure Persistence Storage'!AV90,0)","v":26.579476288461056},{"$f":"IF($D90=\"Full\",'Failure Persistence Storage'!AY90,0)","v":4.9448108822400503},{"$f":"IF($D90=\"Full\",'Failure Persistence Storage'!AZ90,0)","v":27.197603644006666},{"$f":"IF($D90=\"Full\",'Failure Persistence Storage'!BC90,0)","v":5.1787841753662391},{"$f":"IF($D90=\"Full\",'Failure Persistence Storage'!BD90,0)","v":27.845165635530623},{"$f":"IF($D90=\"Full\",'Failure Persistence Storage'!BG90,0)","v":5.4127574684924262},{"$f":"IF($D90=\"Full\",'Failure Persistence Storage'!BH90,0)","v":28.524316016885031},{"$f":"IF($D90=\"Full\",'Failure Persistence Storage'!BK90,0)","v":5.6467307616186151},{"$f":"IF($D90=\"Full\",'Failure Persistence Storage'!BL90,0)","v":29.237423917307154},{"$f":"IF($D90=\"Full\",'Failure Persistence Storage'!BO90,0)","v":5.8807040547448022},{"$f":"IF($D90=\"Full\",'Failure Persistence Storage'!BP90,0)","v":29.987101453648364},{"$f":"IF($D90=\"Full\",'Failure Persistence Storage'!BS90,0)","v":6.1146773478709893},{"$f":"IF($D90=\"Full\",'Failure Persistence Storage'!BT90,0)","v":30.776235702428593},{"$f":"IF($D90=\"Full\",'Failure Persistence Storage'!BW90,0)","v":6.348650640997179},{"$f":"IF($D90=\"Full\",'Failure Persistence Storage'!BX90,0)","v":31.608025856548284},{"$f":"IF($D90=\"Full\",'Failure Persistence Storage'!CA90,0)","v":6.5826239341233679},{"$f":"IF($D90=\"Full\",'Failure Persistence Storage'!CB90,0)","v":32.486026574785733},{"$f":"IF($D90=\"Full\",'Failure Persistence Storage'!CE90,0)","v":6.816597227249555},{"$f":"IF($D90=\"Full\",'Failure Persistence Storage'!CF90,0)","v":33.414198762636751},{"$f":"IF($D90=\"Full\",'Failure Persistence Storage'!CI90,0)","v":7.0505705203757438},{"$f":"IF($D90=\"Full\",'Failure Persistence Storage'!CJ90,0)","v":34.396969314479009},{"$f":"IF($D90=\"Full\",'Failure Persistence Storage'!CM90,0)","v":7.2845438135019309},{"$f":"IF($D90=\"Full\",'Failure Persistence Storage'!CN90,0)","v":35.439301717948076},{"$f":"IF($D90=\"Full\",'Failure Persistence Storage'!CQ90,0)","v":7.5185171066281216},{"$f":"IF($D90=\"Full\",'Failure Persistence Storage'!CR90,0)","v":36.546779896633943},{"$f":"IF($D90=\"Full\",'Failure Persistence Storage'!CU90,0)","v":7.752490399754306},{"$f":"IF($D90=\"Full\",'Failure Persistence Storage'!CV90,0)","v":37.72570828039634},{"$f":"IF($D90=\"Full\",'Failure Persistence Storage'!CY90,0)","v":7.9864636928804966},{"$f":"IF($D90=\"Full\",'Failure Persistence Storage'!CZ90,0)","v":38.983231889742889},{"$f":"IF($D90=\"Full\",'Failure Persistence Storage'!DC90,0)","v":8.2204369860066873},{"$f":"IF($D90=\"Full\",'Failure Persistence Storage'!DD90,0)","v":40.327481265251258},{"$f":"IF($D90=\"Full\",'Failure Persistence Storage'!DG90,0)","v":8.4544102791328744},{"$f":"IF($D90=\"Full\",'Failure Persistence Storage'!DH90,0)","v":41.767748453295937},{"$f":"IF($D90=\"Full\",'Failure Persistence Storage'!DK90,0)","v":8.6883835722590579},{"$f":"IF($D90=\"Full\",'Failure Persistence Storage'!DL90,0)","v":43.31470209971431},{"$f":"IF($D90=\"Full\",'Failure Persistence Storage'!DO90,0)","v":8.9223568653852503},{"$f":"IF($D90=\"Full\",'Failure Persistence Storage'!DP90,0)","v":44.980652180472553},{"$f":"IF($D90=\"Full\",'Failure Persistence Storage'!DS90,0)","v":9.1563301585114374},{"$f":"IF($D90=\"Full\",'Failure Persistence Storage'!DT90,0)","v":46.779878267691466},{"$f":"IF($D90=\"Full\",'Failure Persistence Storage'!DW90,0)","v":9.3903034516376263},{"$f":"IF($D90=\"Full\",'Failure Persistence Storage'!DX90,0)","v":48.729039862178603},{"$f":"IF($D90=\"Full\",'Failure Persistence Storage'!EA90,0)","v":9.6242767447638151},{"$f":"IF($D90=\"Full\",'Failure Persistence Storage'!EB90,0)","v":50.847693769229849},{"$f":"IF($D90=\"Full\",'Failure Persistence Storage'!EE90,0)","v":9.8582500378900004},{"$f":"IF($D90=\"Full\",'Failure Persistence Storage'!EF90,0)","v":53.158952576922111},{"$f":"IF($D90=\"Full\",'Failure Persistence Storage'!EI90,0)","v":10.092223331016186},{"$f":"IF($D90=\"Full\",'Failure Persistence Storage'!EJ90,0)","v":55.690331271061247},{"$f":"IF($D90=\"Full\",'Failure Persistence Storage'!EM90,0)","v":10.326196624142375},{"$f":"IF($D90=\"Full\",'Failure Persistence Storage'!EN90,0)","v":58.474847834614309},{"$f":"IF($D90=\"Full\",'Failure Persistence Storage'!EQ90,0)","v":10.560169917268563},{"$f":"IF($D90=\"Full\",'Failure Persistence Storage'!ER90,0)","v":61.552471404857187},{"$f":"IF($D90=\"Full\",'Failure Persistence Storage'!EU90,0)","v":10.794143210394752},{"$f":"IF($D90=\"Full\",'Failure Persistence Storage'!EV90,0)","v":64.972053149571465},{"$f":"IF($D90=\"Full\",'Failure Persistence Storage'!EY90,0)","v":11.028116503520941},{"$f":"IF($D90=\"Full\",'Failure Persistence Storage'!EZ90,0)","v":68.793938628958017},{"$f":"IF($D90=\"Full\",'Failure Persistence Storage'!FC90,0)","v":11.262089796647132},{"$f":"IF($D90=\"Full\",'Failure Persistence Storage'!FD90,0)","v":73.093559793267886},{"$f":"IF($D90=\"Full\",'Failure Persistence Storage'!FG90,0)","v":11.496063089773315},{"$f":"IF($D90=\"Full\",'Failure Persistence Storage'!FH90,0)","v":77.966463779485778},{"$f":"IF($D90=\"Full\",'Failure Persistence Storage'!FK90,0)","v":11.73003638289951},{"$f":"IF($D90=\"Full\",'Failure Persistence Storage'!FL90,0)","v":83.535496906591874},{"$f":"IF($D90=\"Full\",'Failure Persistence Storage'!FO90,0)","v":11.964009676025695},{"$f":"IF($D90=\"Full\",'Failure Persistence Storage'!FP90,0)","v":89.961304360945107},{"$f":"IF($D90=\"Full\",'Failure Persistence Storage'!FS90,0)","v":12.197982969151884},{"$f":"IF($D90=\"Full\",'Failure Persistence Storage'!FT90,0)","v":97.458079724357205},{"$f":"IF($D90=\"Full\",'Failure Persistence Storage'!FW90,0)","v":12.431956262278067},{"$f":"IF($D90=\"Full\",'Failure Persistence Storage'!FX90,0)","v":106.31790515384422},{"$f":"IF($D90=\"Full\",'Failure Persistence Storage'!GA90,0)","v":12.665929555404258},{"$f":"IF($D90=\"Full\",'Failure Persistence Storage'!GB90,0)","v":116.94969566922862},{"$f":"IF($D90=\"Full\",'Failure Persistence Storage'!GE90,0)","v":12.899902848530443},{"$f":"IF($D90=\"Full\",'Failure Persistence Storage'!GF90,0)","v":129.94410629914293},{"$f":"IF($D90=\"Full\",'Failure Persistence Storage'!GI90,0)","v":13.133876141656636},{"$f":"IF($D90=\"Full\",'Failure Persistence Storage'!GJ90,0)","v":146.18711958653577},{"$f":"IF($D90=\"Full\",'Failure Persistence Storage'!GM90,0)","v":13.367849434782823},{"$f":"IF($D90=\"Full\",'Failure Persistence Storage'!GN90,0)","v":167.07099381318375},{"$f":"IF($D90=\"Full\",'Failure Persistence Storage'!GQ90,0)","v":13.601822727909013},{"$f":"IF($D90=\"Full\",'Failure Persistence Storage'!GR90,0)","v":194.91615944871441},{"$f":"IF($D90=\"Full\",'Failure Persistence Storage'!GU90,0)","v":13.835796021035195},{"$f":"IF($D90=\"Full\",'Failure Persistence Storage'!GV90,0)","v":233.89939133845724},{"$f":"IF($D90=\"Full\",'Failure Persistence Storage'!GY90,0)","v":14.069769314161384},{"$f":"IF($D90=\"Full\",'Failure Persistence Storage'!GZ90,0)","v":292.37423917307154},{"$f":"IF($D90=\"Full\",'Failure Persistence Storage'!HC90,0)","v":14.670989461620744},{"$f":"IF($D90=\"Full\",'Failure Persistence Storage'!HD90,0)","v":389.83231889742882},{"$f":"IF($D90=\"Full\",'Failure Persistence Storage'!HG90,0)","v":15.2722096090801},{"$f":"IF($D90=\"Full\",'Failure Persistence Storage'!HH90,0)","v":584.74847834614309},{"$f":"IF($D90=\"Full\",'Failure Persistence Storage'!HK90,0)","v":15.873429756539453},{"$f":"IF($D90=\"Full\",'Failure Persistence Storage'!HL90,0)","v":1169.4969566922862},{"$f":"IF($D90=\"Full\",'Failure Persistence Storage'!HO90,0)","v":16.474649903998809}]
[null,"Pipe A, 2",null,null,null,null,null,null,null,null,null,null,null,null,null,null,null,null,null,null,null,null,null,null,null,null,null,null,null,null,null,null,null,null,null,null,null,null,null,null,null,null,null,null,null,null,null,null,null,null,null,null,null,null,null,null,null,null,null,null,null,null,null,null,null,null,null,null,null,null,null,null,null,null,null,null,null,null,null,null,null,null,null,null,null,null,null,null,null,null,null,null,null,null,null,null,null,null,null,null,null,null,null,null,null,null,null,null,null,null,null,null,null,null,null,null,null,null,null,null,null,null,null,null,null,null,null,null,null,null,null,null,null,null,null,null,null,null,null,null,null,null,null,null,null,null,null,null,null,null,null,null,null,null,null,null,null,null,null,null,null,null,null,null,null,null,null,null,null,null,null,null,null,null,null,null,null,null,null,null,null,null,null,null,null,null,null,null,null,null,null,null,null,null,null,null,null,null,null,null,null,null,null,null,null,null,null,null,null,null,null,null,null,null,null,null,null,null,null,null,null,null,null,null,{"$f":"IF($D91=\"Full\",'Failure Persistence Storage'!AB91,0)","v":0},{"$f":"IF($D91=\"Full\",'Failure Persistence Storage'!AE91,0)","v":0},{"$f":"IF($D91=\"Full\",'Failure Persistence Storage'!AF91,0)","v":0},{"$f":"IF($D91=\"Full\",'Failure Persistence Storage'!AI91,0)","v":0},{"$f":"IF($D91=\"Full\",'Failure Persistence Storage'!AJ91,0)","v":0},{"$f":"IF($D91=\"Full\",'Failure Persistence Storage'!AM91,0)","v":0},{"$f":"IF($D91=\"Full\",'Failure Persistence Storage'!AN91,0)","v":0},{"$f":"IF($D91=\"Full\",'Failure Persistence Storage'!AQ91,0)","v":0},{"$f":"IF($D91=\"Full\",'Failure Persistence Storage'!AR91,0)","v":0},{"$f":"IF($D91=\"Full\",'Failure Persistence Storage'!AU91,0)","v":0},{"$f":"IF($D91=\"Full\",'Failure Persistence Storage'!AV91,0)","v":0},{"$f":"IF($D91=\"Full\",'Failure Persistence Storage'!AY91,0)","v":0},{"$f":"IF($D91=\"Full\",'Failure Persistence Storage'!AZ91,0)","v":0},{"$f":"IF($D91=\"Full\",'Failure Persistence Storage'!BC91,0)","v":0},{"$f":"IF($D91=\"Full\",'Failure Persistence Storage'!BD91,0)","v":0},{"$f":"IF($D91=\"Full\",'Failure Persistence Storage'!BG91,0)","v":0},{"$f":"IF($D91=\"Full\",'Failure Persistence Storage'!BH91,0)","v":0},{"$f":"IF($D91=\"Full\",'Failure Persistence Storage'!BK91,0)","v":0},{"$f":"IF($D91=\"Full\",'Failure Persistence Storage'!BL91,0)","v":0},{"$f":"IF($D91=\"Full\",'Failure Persistence Storage'!BO91,0)","v":0},{"$f":"IF($D91=\"Full\",'Failure Persistence Storage'!BP91,0)","v":0},{"$f":"IF($D91=\"Full\",'Failure Persistence Storage'!BS91,0)","v":0},{"$f":"IF($D91=\"Full\",'Failure Persistence Storage'!BT91,0)","v":0},{"$f":"IF($D91=\"Full\",'Failure Persistence Storage'!BW91,0)","v":0},{"$f":"IF($D91=\"Full\",'Failure Persistence Storage'!BX91,0)","v":0},{"$f":"IF($D91=\"Full\",'Failure Persistence Storage'!CA91,0)","v":0},{"$f":"IF($D91=\"Full\",'Failure Persistence Storage'!CB91,0)","v":0},{"$f":"IF($D91=\"Full\",'Failure Persistence Storage'!CE91,0)","v":0},{"$f":"IF($D91=\"Full\",'Failure Persistence Storage'!CF91,0)","v":0},{"$f":"IF($D91=\"Full\",'Failure Persistence Storage'!CI91,0)","v":0},{"$f":"IF($D91=\"Full\",'Failure Persistence Storage'!CJ91,0)","v":0},{"$f":"IF($D91=\"Full\",'Failure Persistence Storage'!CM91,0)","v":0},{"$f":"IF($D91=\"Full\",'Failure Persistence Storage'!CN91,0)","v":0},{"$f":"IF($D91=\"Full\",'Failure Persistence Storage'!CQ91,0)","v":0},{"$f":"IF($D91=\"Full\",'Failure Persistence Storage'!CR91,0)","v":0},{"$f":"IF($D91=\"Full\",'Failure Persistence Storage'!CU91,0)","v":0},{"$f":"IF($D91=\"Full\",'Failure Persistence Storage'!CV91,0)","v":0},{"$f":"IF($D91=\"Full\",'Failure Persistence Storage'!CY91,0)","v":0},{"$f":"IF($D91=\"Full\",'Failure Persistence Storage'!CZ91,0)","v":0},{"$f":"IF($D91=\"Full\",'Failure Persistence Storage'!DC91,0)","v":0},{"$f":"IF($D91=\"Full\",'Failure Persistence Storage'!DD91,0)","v":0},{"$f":"IF($D91=\"Full\",'Failure Persistence Storage'!DG91,0)","v":0},{"$f":"IF($D91=\"Full\",'Failure Persistence Storage'!DH91,0)","v":0},{"$f":"IF($D91=\"Full\",'Failure Persistence Storage'!DK91,0)","v":0},{"$f":"IF($D91=\"Full\",'Failure Persistence Storage'!DL91,0)","v":0},{"$f":"IF($D91=\"Full\",'Failure Persistence Storage'!DO91,0)","v":0},{"$f":"IF($D91=\"Full\",'Failure Persistence Storage'!DP91,0)","v":0},{"$f":"IF($D91=\"Full\",'Failure Persistence Storage'!DS91,0)","v":0},{"$f":"IF($D91=\"Full\",'Failure Persistence Storage'!DT91,0)","v":0},{"$f":"IF($D91=\"Full\",'Failure Persistence Storage'!DW91,0)","v":0},{"$f":"IF($D91=\"Full\",'Failure Persistence Storage'!DX91,0)","v":0},{"$f":"IF($D91=\"Full\",'Failure Persistence Storage'!EA91,0)","v":0},{"$f":"IF($D91=\"Full\",'Failure Persistence Storage'!EB91,0)","v":0},{"$f":"IF($D91=\"Full\",'Failure Persistence Storage'!EE91,0)","v":0},{"$f":"IF($D91=\"Full\",'Failure Persistence Storage'!EF91,0)","v":0},{"$f":"IF($D91=\"Full\",'Failure Persistence Storage'!EI91,0)","v":0},{"$f":"IF($D91=\"Full\",'Failure Persistence Storage'!EJ91,0)","v":0},{"$f":"IF($D91=\"Full\",'Failure Persistence Storage'!EM91,0)","v":0},{"$f":"IF($D91=\"Full\",'Failure Persistence Storage'!EN91,0)","v":0},{"$f":"IF($D91=\"Full\",'Failure Persistence Storage'!EQ91,0)","v":0},{"$f":"IF($D91=\"Full\",'Failure Persistence Storage'!ER91,0)","v":0},{"$f":"IF($D91=\"Full\",'Failure Persistence Storage'!EU91,0)","v":0},{"$f":"IF($D91=\"Full\",'Failure Persistence Storage'!EV91,0)","v":0},{"$f":"IF($D91=\"Full\",'Failure Persistence Storage'!EY91,0)","v":0},{"$f":"IF($D91=\"Full\",'Failure Persistence Storage'!EZ91,0)","v":0},{"$f":"IF($D91=\"Full\",'Failure Persistence Storage'!FC91,0)","v":0},{"$f":"IF($D91=\"Full\",'Failure Persistence Storage'!FD91,0)","v":0},{"$f":"IF($D91=\"Full\",'Failure Persistence Storage'!FG91,0)","v":0},{"$f":"IF($D91=\"Full\",'Failure Persistence Storage'!FH91,0)","v":0},{"$f":"IF($D91=\"Full\",'Failure Persistence Storage'!FK91,0)","v":0},{"$f":"IF($D91=\"Full\",'Failure Persistence Storage'!FL91,0)","v":0},{"$f":"IF($D91=\"Full\",'Failure Persistence Storage'!FO91,0)","v":0},{"$f":"IF($D91=\"Full\",'Failure Persistence Storage'!FP91,0)","v":0},{"$f":"IF($D91=\"Full\",'Failure Persistence Storage'!FS91,0)","v":0},{"$f":"IF($D91=\"Full\",'Failure Persistence Storage'!FT91,0)","v":0},{"$f":"IF($D91=\"Full\",'Failure Persistence Storage'!FW91,0)","v":0},{"$f":"IF($D91=\"Full\",'Failure Persistence Storage'!FX91,0)","v":0},{"$f":"IF($D91=\"Full\",'Failure Persistence Storage'!GA91,0)","v":0},{"$f":"IF($D91=\"Full\",'Failure Persistence Storage'!GB91,0)","v":0},{"$f":"IF($D91=\"Full\",'Failure Persistence Storage'!GE91,0)","v":0},{"$f":"IF($D91=\"Full\",'Failure Persistence Storage'!GF91,0)","v":0},{"$f":"IF($D91=\"Full\",'Failure Persistence Storage'!GI91,0)","v":0},{"$f":"IF($D91=\"Full\",'Failure Persistence Storage'!GJ91,0)","v":0},{"$f":"IF($D91=\"Full\",'Failure Persistence Storage'!GM91,0)","v":0},{"$f":"IF($D91=\"Full\",'Failure Persistence Storage'!GN91,0)","v":0},{"$f":"IF($D91=\"Full\",'Failure Persistence Storage'!GQ91,0)","v":0},{"$f":"IF($D91=\"Full\",'Failure Persistence Storage'!GR91,0)","v":0},{"$f":"IF($D91=\"Full\",'Failure Persistence Storage'!GU91,0)","v":0},{"$f":"IF($D91=\"Full\",'Failure Persistence Storage'!GV91,0)","v":0},{"$f":"IF($D91=\"Full\",'Failure Persistence Storage'!GY91,0)","v":0},{"$f":"IF($D91=\"Full\",'Failure Persistence Storage'!GZ91,0)","v":0},{"$f":"IF($D91=\"Full\",'Failure Persistence Storage'!HC91,0)","v":0},{"$f":"IF($D91=\"Full\",'Failure Persistence Storage'!HD91,0)","v":0},{"$f":"IF($D91=\"Full\",'Failure Persistence Storage'!HG91,0)","v":0},{"$f":"IF($D91=\"Full\",'Failure Persistence Storage'!HH91,0)","v":0},{"$f":"IF($D91=\"Full\",'Failure Persistence Storage'!HK91,0)","v":0},{"$f":"IF($D91=\"Full\",'Failure Persistence Storage'!HL91,0)","v":0},{"$f":"IF($D91=\"Full\",'Failure Persistence Storage'!HO91,0)","v":0}]
[null,11,"Pipe","Full",400,16.571999999999999,"MS",{"$f":"51-2019+C38","v":68},{"$f":"IF(C92=\"Valve\",0.002,IF(C92=\"Pipe\",IF(G92=\"PVC\",IF(H92<C$38-1986,2.4287*EXP(0.0206*H92),16.746*EXP(0.047*H92)),IF(G92=\"AC\",IF(E92<150,1.6*EXP(0.0526*H92),IF(E92<200,0.9585*EXP(0.0562*H92),IF(E92<300,0.95*EXP(0.0511*H92),0.1749*EXP(0.0701*H92)))),IF(G92=\"DI\",IF(E92<150,1.6*EXP(0.0285*H92),IF(E92<200,1.5302*EXP(0.0264*H92),IF(E92<300,0.95*EXP(0.031*H92),0.7*EXP(0.0327*H92)))),IF(G92=\"MS\",IF(E92<150,3.7022*EXP(0.0673*H92),IF(E92<200,1.8319*EXP(0.0592*H92),IF(E92<300,1.5626*EXP(0.0409*H92),IF(E92<400,1.35*EXP(0.0409*H92),0.55*EXP(0.0136*H92))))),IF(G92=\"CI\",IF(E92<150,IF(H92<C$38-1951,9.4549*EXP(0.0284*H92),0.15*EXP(0.0518*H92)),IF(E92<200,IF(H92<C$38-1951,8.4483*EXP(0.0279*H92),0.1*EXP(0.0529*H92)),IF(E92<300,IF(H92<C$38-1941,3.3385*EXP(0.0307*H92),0.05*EXP(0.0526*H92)),IF(E92>=300,IF(H92<C$38-1941,3.3*EXP(0.0292*H92),0.05*EXP(0.0491*H92)))))))))))*F92/100000,\" \"))","v":2.2981223741456969E-4},{"$f":"IF(E92>0,(16.46422001685-14.62447203985*EXP(-0.0000160509317449*(E92^1.58185552616))),\" \")","v":4.6062094705625647},{"$f":"IF(E92>0,(21.94905229466-21.235810579596*EXP(-0.000516425232405*(E92^1.18195509065))),\" \")","v":10.462421566102298},{"$f":"IF(E92>0,(27.905851492255-27.5285572886*EXP(-0.00442683880468*(E92^0.887671409005))),\" \")","v":16.75128324625026},null,null,null,null,null,null,null,null,null,null,null,null,null,null,null,4440.1820144352941,{"$f":"IF($D92=0,\" \",1/AB92)","v":2.252159926662783E-4},{"$f":"IF($D92=0,\" \",IF(AB$37<5,$J92/5*AB$37,IF(AB$37<=90,MIN(($J92+($K92-$J92)/45*(AB$37-5)),$L92),$L92-($L92-MIN(($J92+($K92-$J92)/45*85),$L92))/5*(95-AB$37)))/AB92)","v":4.1495681533662408E-4},{"$f":"IF($D92=0,\" \",AB92*AD92)","v":1.8424837882250258},{"$f":"IF($D92=0,\" \",1/($I92*(100-AF$37)/100))","v":4532.6858064026965},{"$f":"IF($D92=0,\" \",1/AF92)","v":2.206197479179869E-4},{"$f":"IF($D92=0,\" \",IF(AF$37<5,$J92/5*AF$37,IF(AF$37<=90,MIN(($J92+($K92-$J92)/45*(AF$37-5)),$L92),$L92-($L92-MIN(($J92+($K92-$J92)/45*85),$L92))/5*(95-AF$37)))/AF92)","v":8.1297661780236545E-4},{"$f":"IF($D92=0,\" \",AF92*AH92)","v":3.6849675764500516},4629.1259299431795,{"$f":"IF($D92=0,\" \",1/AJ92)","v":2.160235031696955E-4},{"$f":"IF($D92=0,\" \",IF(AJ$37<5,$J92/5*AJ$37,IF(AJ$37<=90,MIN(($J92+($K92-$J92)/45*(AJ$37-5)),$L92),$L92-($L92-MIN(($J92+($K92-$J92)/45*85),$L92))/5*(95-AJ$37)))/AJ92)","v":1.0231623828795367E-3},{"$f":"IF($D92=0,\" \",AJ92*AL92)","v":4.7363475171301141},4729.7591023332488,{"$f":"IF($D92=0,\" \",1/AN92)","v":2.1142725842140407E-4},{"$f":"IF($D92=0,\" \",IF(AN$37<5,$J92/5*AN$37,IF(AN$37<=90,MIN(($J92+($K92-$J92)/45*(AN$37-5)),$L92),$L92-($L92-MIN(($J92+($K92-$J92)/45*85),$L92))/5*(95-AN$37)))/AN92)","v":1.0564224312820324E-3},{"$f":"IF($D92=0,\" \",AN92*AP92)","v":4.996623610265214},4834.8648601628756,{"$f":"IF($D92=0,\" \",1/AR92)","v":2.0683101367311273E-4},{"$f":"IF($D92=0,\" \",IF(AR$37<5,$J92/5*AR$37,IF(AR$37<=90,MIN(($J92+($K92-$J92)/45*(AR$37-5)),$L92),$L92-($L92-MIN(($J92+($K92-$J92)/45*85),$L92))/5*(95-AR$37)))/AR92)","v":1.0872898944321724E-3},{"$f":"IF($D92=0,\" \",AR92*AT92)","v":5.2568997034003129},4944.7481524393052,{"$f":"IF($D92=0,\" \",1/AV92)","v":2.0223476892482131E-4},{"$f":"IF($D92=0,\" \",IF(AV$37<5,$J92/5*AV$37,IF(AV$37<=90,MIN(($J92+($K92-$J92)/45*(AV$37-5)),$L92),$L92-($L92-MIN(($J92+($K92-$J92)/45*85),$L92))/5*(95-AV$37)))/AV92)","v":1.1157647723299561E-3},{"$f":"IF($D92=0,\" \",AV92*AX92)","v":5.5171757965354118},5059.7422955192887,{"$f":"IF($D92=0,\" \",1/AZ92)","v":1.9763852417652993E-4},{"$f":"IF($D92=0,\" \",IF(AZ$37<5,$J92/5*AZ$37,IF(AZ$37<=90,MIN(($J92+($K92-$J92)/45*(AZ$37-5)),$L92),$L92-($L92-MIN(($J92+($K92-$J92)/45*85),$L92))/5*(95-AZ$37)))/AZ92)","v":1.1418470649753839E-3},{"$f":"IF($D92=0,\" \",AZ92*BB92)","v":5.7774518896705116},5180.21235017451,{"$f":"IF($D92=0,\" \",1/BD92)","v":1.9304227942823854E-4},{"$f":"IF($D92=0,\" \",IF(BD$37<5,$J92/5*BD$37,IF(BD$37<=90,MIN(($J92+($K92-$J92)/45*(BD$37-5)),$L92),$L92-($L92-MIN(($J92+($K92-$J92)/45*85),$L92))/5*(95-BD$37)))/BD92)","v":1.1655367723684557E-3},{"$f":"IF($D92=0,\" \",BD92*BF92)","v":6.0377279828056105},5306.5589928616937,{"$f":"IF($D92=0,\" \",1/BH92)","v":1.8844603467994711E-4},{"$f":"IF($D92=0,\" \",IF(BH$37<5,$J92/5*BH$37,IF(BH$37<=90,MIN(($J92+($K92-$J92)/45*(BH$37-5)),$L92),$L92-($L92-MIN(($J92+($K92-$J92)/45*85),$L92))/5*(95-BH$37)))/BH92)","v":1.1868338945091714E-3},{"$f":"IF($D92=0,\" \",BH92*BJ92)","v":6.2980040759407103},5439.2229676832358,{"$f":"IF($D92=0,\" \",1/BL92)","v":1.8384978993165574E-4},{"$f":"IF($D92=0,\" \",IF(BL$37<5,$J92/5*BL$37,IF(BL$37<=90,MIN(($J92+($K92-$J92)/45*(BL$37-5)),$L92),$L92-($L92-MIN(($J92+($K92-$J92)/45*85),$L92))/5*(95-BL$37)))/BL92)","v":1.2057384313975312E-3},{"$f":"IF($D92=0,\" \",BL92*BN92)","v":6.5582801690758092},5578.6902232648563,{"$f":"IF($D92=0,\" \",1/BP92)","v":1.7925354518336437E-4},{"$f":"IF($D92=0,\" \",IF(BP$37<5,$J92/5*BP$37,IF(BP$37<=90,MIN(($J92+($K92-$J92)/45*(BP$37-5)),$L92),$L92-($L92-MIN(($J92+($K92-$J92)/45*85),$L92))/5*(95-BP$37)))/BP92)","v":1.222250383033535E-3},{"$f":"IF($D92=0,\" \",BP92*BR92)","v":6.8185562622109073},5725.4978607191952,{"$f":"IF($D92=0,\" \",1/BT92)","v":1.7465730043507297E-4},{"$f":"IF($D92=0,\" \",IF(BT$37<5,$J92/5*BT$37,IF(BT$37<=90,MIN(($J92+($K92-$J92)/45*(BT$37-5)),$L92),$L92-($L92-MIN(($J92+($K92-$J92)/45*85),$L92))/5*(95-BT$37)))/BT92)","v":1.2363697494171828E-3},{"$f":"IF($D92=0,\" \",BT92*BV92)","v":7.0788323553460071},5880.2410461440386,{"$f":"IF($D92=0,\" \",1/BX92)","v":1.7006105568678157E-4},{"$f":"IF($D92=0,\" \",IF(BX$37<5,$J92/5*BX$37,IF(BX$37<=90,MIN(($J92+($K92-$J92)/45*(BX$37-5)),$L92),$L92-($L92-MIN(($J92+($K92-$J92)/45*85),$L92))/5*(95-BX$37)))/BX92)","v":1.2480965305484745E-3},{"$f":"IF($D92=0,\" \",BX92*BZ92)","v":7.3391084484811069},6043.581075203595,{"$f":"IF($D92=0,\" \",1/CB92)","v":1.6546481093849017E-4},{"$f":"IF($D92=0,\" \",IF(CB$37<5,$J92/5*CB$37,IF(CB$37<=90,MIN(($J92+($K92-$J92)/45*(CB$37-5)),$L92),$L92-($L92-MIN(($J92+($K92-$J92)/45*85),$L92))/5*(95-CB$37)))/CB92)","v":1.2574307264274103E-3},{"$f":"IF($D92=0,\" \",CB92*CD92)","v":7.5993845416162058},6216.2548202094122,{"$f":"IF($D92=0,\" \",1/CF92)","v":1.6086856619019878E-4},{"$f":"IF($D92=0,\" \",IF(CF$37<5,$J92/5*CF$37,IF(CF$37<=90,MIN(($J92+($K92-$J92)/45*(CF$37-5)),$L92),$L92-($L92-MIN(($J92+($K92-$J92)/45*85),$L92))/5*(95-CF$37)))/CF92)","v":1.2643723370539901E-3},{"$f":"IF($D92=0,\" \",CF92*CH92)","v":7.8596606347513056},6399.0858443332172,{"$f":"IF($D92=0,\" \",1/CJ92)","v":1.562723214419074E-4},{"$f":"IF($D92=0,\" \",IF(CJ$37<5,$J92/5*CJ$37,IF(CJ$37<=90,MIN(($J92+($K92-$J92)/45*(CJ$37-5)),$L92),$L92-($L92-MIN(($J92+($K92-$J92)/45*85),$L92))/5*(95-CJ$37)))/CJ92)","v":1.2689213624282141E-3},{"$f":"IF($D92=0,\" \",CJ92*CL92)","v":8.1199367278864045},6592.997536585739,{"$f":"IF($D92=0,\" \",1/CN92)","v":1.5167607669361601E-4},{"$f":"IF($D92=0,\" \",IF(CN$37<5,$J92/5*CN$37,IF(CN$37<=90,MIN(($J92+($K92-$J92)/45*(CN$37-5)),$L92),$L92-($L92-MIN(($J92+($K92-$J92)/45*85),$L92))/5*(95-CN$37)))/CN92)","v":1.2710778025500817E-3},{"$f":"IF($D92=0,\" \",CN92*CP92)","v":8.3802128210215034},{"$f":"IF($D92=0,\" \",1/($I92*(100-CR$37)/100))","v":6799.0287096040438},{"$f":"IF($D92=0,\" \",1/CR92)","v":1.4707983194532461E-4},{"$f":"IF($D92=0,\" \",IF(CR$37<5,$J92/5*CR$37,IF(CR$37<=90,MIN(($J92+($K92-$J92)/45*(CR$37-5)),$L92),$L92-($L92-MIN(($J92+($K92-$J92)/45*85),$L92))/5*(95-CR$37)))/CR92)","v":1.2708416574195934E-3},{"$f":"IF($D92=0,\" \",CR92*CT92)","v":8.6404889141566024},7018.3522163654652,{"$f":"IF($D92=0,\" \",1/CV92)","v":1.4248358719703321E-4},{"$f":"IF($D92=0,\" \",IF(CV$37<5,$J92/5*CV$37,IF(CV$37<=90,MIN(($J92+($K92-$J92)/45*(CV$37-5)),$L92),$L92-($L92-MIN(($J92+($K92-$J92)/45*85),$L92))/5*(95-CV$37)))/CV92)","v":1.2682129270367493E-3},{"$f":"IF($D92=0,\" \",CV92*CX92)","v":8.9007650072917031},7252.2972902443144,{"$f":"IF($D92=0,\" \",1/CZ92)","v":1.3788734244874181E-4},{"$f":"IF($D92=0,\" \",IF(CZ$37<5,$J92/5*CZ$37,IF(CZ$37<=90,MIN(($J92+($K92-$J92)/45*(CZ$37-5)),$L92),$L92-($L92-MIN(($J92+($K92-$J92)/45*85),$L92))/5*(95-CZ$37)))/CZ92)","v":1.2631916114015488E-3},{"$f":"IF($D92=0,\" \",CZ92*DB92)","v":9.161041100426802},7502.3765071492908,{"$f":"IF($D92=0,\" \",1/DD92)","v":1.3329109770045041E-4},{"$f":"IF($D92=0,\" \",IF(DD$37<5,$J92/5*DD$37,IF(DD$37<=90,MIN(($J92+($K92-$J92)/45*(DD$37-5)),$L92),$L92-($L92-MIN(($J92+($K92-$J92)/45*85),$L92))/5*(95-DD$37)))/DD92)","v":1.2557777105139925E-3},{"$f":"IF($D92=0,\" \",DD92*DF92)","v":9.4213171935619009},7770.3185252617641,{"$f":"IF($D92=0,\" \",1/DH92)","v":1.2869485295215904E-4},{"$f":"IF($D92=0,\" \",IF(DH$37<5,$J92/5*DH$37,IF(DH$37<=90,MIN(($J92+($K92-$J92)/45*(DH$37-5)),$L92),$L92-($L92-MIN(($J92+($K92-$J92)/45*85),$L92))/5*(95-DH$37)))/DH92)","v":1.2459712243740805E-3},{"$f":"IF($D92=0,\" \",DH92*DJ92)","v":9.6815932866969998},8058.1081002714591,{"$f":"IF($D92=0,\" \",1/DL92)","v":1.2409860820386764E-4},{"$f":"IF($D92=0,\" \",IF(DL$37<5,$J92/5*DL$37,IF(DL$37<=90,MIN(($J92+($K92-$J92)/45*(DL$37-5)),$L92),$L92-($L92-MIN(($J92+($K92-$J92)/45*85),$L92))/5*(95-DL$37)))/DL92)","v":1.2337721529818123E-3},{"$f":"IF($D92=0,\" \",DL92*DN92)","v":9.9418693798320987},8368.0353348972858,{"$f":"IF($D92=0,\" \",1/DP92)","v":1.1950236345557623E-4},{"$f":"IF($D92=0,\" \",IF(DP$37<5,$J92/5*DP$37,IF(DP$37<=90,MIN(($J92+($K92-$J92)/45*(DP$37-5)),$L92),$L92-($L92-MIN(($J92+($K92-$J92)/45*85),$L92))/5*(95-DP$37)))/DP92)","v":1.219180496337188E-3},{"$f":"IF($D92=0,\" \",DP92*DR92)","v":10.202145472967199},8702.7567482931772,{"$f":"IF($D92=0,\" \",1/DT92)","v":1.1490611870728483E-4},{"$f":"IF($D92=0,\" \",IF(DT$37<5,$J92/5*DT$37,IF(DT$37<=90,MIN(($J92+($K92-$J92)/45*(DT$37-5)),$L92),$L92-($L92-MIN(($J92+($K92-$J92)/45*85),$L92))/5*(95-DT$37)))/DT92)","v":1.2021962544402074E-3},{"$f":"IF($D92=0,\" \",DT92*DV92)","v":10.462421566102297},9065.3716128053929,{"$f":"IF($D92=0,\" \",1/DX92)","v":1.1030987395899345E-4},{"$f":"IF($D92=0,\" \",IF(DX$37<5,$J92/5*DX$37,IF(DX$37<=90,MIN(($J92+($K92-$J92)/45*(DX$37-5)),$L92),$L92-($L92-MIN(($J92+($K92-$J92)/45*85),$L92))/5*(95-DX$37)))/DX92)","v":1.1828194272908714E-3},{"$f":"IF($D92=0,\" \",DX92*DZ92)","v":10.722697659237397},9459.5182046664977,{"$f":"IF($D92=0,\" \",1/EB92)","v":1.0571362921070204E-4},{"$f":"IF($D92=0,\" \",IF(EB$37<5,$J92/5*EB$37,IF(EB$37<=90,MIN(($J92+($K92-$J92)/45*(EB$37-5)),$L92),$L92-($L92-MIN(($J92+($K92-$J92)/45*85),$L92))/5*(95-EB$37)))/EB92)","v":1.1610500148891789E-3},{"$f":"IF($D92=0,\" \",EB92*ED92)","v":10.982973752372496},9889.4963048786103,{"$f":"IF($D92=0,\" \",1/EF92)","v":1.0111738446241065E-4},{"$f":"IF($D92=0,\" \",IF(EF$37<5,$J92/5*EF$37,IF(EF$37<=90,MIN(($J92+($K92-$J92)/45*(EF$37-5)),$L92),$L92-($L92-MIN(($J92+($K92-$J92)/45*85),$L92))/5*(95-EF$37)))/EF92)","v":1.1368880172351308E-3},{"$f":"IF($D92=0,\" \",EF92*EH92)","v":11.243249845507597},10360.42470034902,{"$f":"IF($D92=0,\" \",1/EJ92)","v":9.6521139714119268E-5},{"$f":"IF($D92=0,\" \",IF(EJ$37<5,$J92/5*EJ$37,IF(EJ$37<=90,MIN(($J92+($K92-$J92)/45*(EJ$37-5)),$L92),$L92-($L92-MIN(($J92+($K92-$J92)/45*85),$L92))/5*(95-EJ$37)))/EJ92)","v":1.1103334343287267E-3},{"$f":"IF($D92=0,\" \",EJ92*EL92)","v":11.503525938642696},10878.445935366472,{"$f":"IF($D92=0,\" \",1/EN92)","v":9.192489496582787E-5},{"$f":"IF($D92=0,\" \",IF(EN$37<5,$J92/5*EN$37,IF(EN$37<=90,MIN(($J92+($K92-$J92)/45*(EN$37-5)),$L92),$L92-($L92-MIN(($J92+($K92-$J92)/45*85),$L92))/5*(95-EN$37)))/EN92)","v":1.081386266169966E-3},{"$f":"IF($D92=0,\" \",EN92*EP92)","v":11.763802031777791},11450.99572143839,{"$f":"IF($D92=0,\" \",1/ER92)","v":8.7328650217536485E-5},{"$f":"IF($D92=0,\" \",IF(ER$37<5,$J92/5*ER$37,IF(ER$37<=90,MIN(($J92+($K92-$J92)/45*(ER$37-5)),$L92),$L92-($L92-MIN(($J92+($K92-$J92)/45*85),$L92))/5*(95-ER$37)))/ER92)","v":1.0500465127588499E-3},{"$f":"IF($D92=0,\" \",ER92*ET92)","v":12.024078124912892},12087.16215040719,{"$f":"IF($D92=0,\" \",1/EV92)","v":8.2732405469245087E-5},{"$f":"IF($D92=0,\" \",IF(EV$37<5,$J92/5*EV$37,IF(EV$37<=90,MIN(($J92+($K92-$J92)/45*(EV$37-5)),$L92),$L92-($L92-MIN(($J92+($K92-$J92)/45*85),$L92))/5*(95-EV$37)))/EV92)","v":1.0163141740953776E-3},{"$f":"IF($D92=0,\" \",EV92*EX92)","v":12.284354218047991},12798.171688666434,{"$f":"IF($D92=0,\" \",1/EZ92)","v":7.8136160720953702E-5},{"$f":"IF($D92=0,\" \",IF(EZ$37<5,$J92/5*EZ$37,IF(EZ$37<=90,MIN(($J92+($K92-$J92)/45*(EZ$37-5)),$L92),$L92-($L92-MIN(($J92+($K92-$J92)/45*85),$L92))/5*(95-EZ$37)))/EZ92)","v":9.8018925017954962E-4},{"$f":"IF($D92=0,\" \",EZ92*FB92)","v":12.544630311183093},{"$f":"IF($D92=0,\" \",1/($I92*(100-FD$37)/100))","v":13598.057419208088},{"$f":"IF($D92=0,\" \",1/FD92)","v":7.3539915972662304E-5},{"$f":"IF($D92=0,\" \",IF(FD$37<5,$J92/5*FD$37,IF(FD$37<=90,MIN(($J92+($K92-$J92)/45*(FD$37-5)),$L92),$L92-($L92-MIN(($J92+($K92-$J92)/45*85),$L92))/5*(95-FD$37)))/FD92)","v":9.4167174101136516E-4},{"$f":"IF($D92=0,\" \",FD92*FF92)","v":12.80490640431819},14504.594580488629,{"$f":"IF($D92=0,\" \",1/FH92)","v":6.8943671224370906E-5},{"$f":"IF($D92=0,\" \",IF(FH$37<5,$J92/5*FH$37,IF(FH$37<=90,MIN(($J92+($K92-$J92)/45*(FH$37-5)),$L92),$L92-($L92-MIN(($J92+($K92-$J92)/45*85),$L92))/5*(95-FH$37)))/FH92)","v":9.0076164659082486E-4},{"$f":"IF($D92=0,\" \",FH92*FJ92)","v":13.065182497453291},15540.637050523528,{"$f":"IF($D92=0,\" \",1/FL92)","v":6.4347426476079521E-5},{"$f":"IF($D92=0,\" \",IF(FL$37<5,$J92/5*FL$37,IF(FL$37<=90,MIN(($J92+($K92-$J92)/45*(FL$37-5)),$L92),$L92-($L92-MIN(($J92+($K92-$J92)/45*85),$L92))/5*(95-FL$37)))/FL92)","v":8.5745896691792861E-4},{"$f":"IF($D92=0,\" \",FL92*FN92)","v":13.32545859058839},16736.070669794572,{"$f":"IF($D92=0,\" \",1/FP92)","v":5.9751181727788116E-5},{"$f":"IF($D92=0,\" \",IF(FP$37<5,$J92/5*FP$37,IF(FP$37<=90,MIN(($J92+($K92-$J92)/45*(FP$37-5)),$L92),$L92-($L92-MIN(($J92+($K92-$J92)/45*85),$L92))/5*(95-FP$37)))/FP92)","v":8.1176370199267619E-4},{"$f":"IF($D92=0,\" \",FP92*FR92)","v":13.585734683723489},18130.743225610786,{"$f":"IF($D92=0,\" \",1/FT92)","v":5.5154936979496725E-5},{"$f":"IF($D92=0,\" \",IF(FT$37<5,$J92/5*FT$37,IF(FT$37<=90,MIN(($J92+($K92-$J92)/45*(FT$37-5)),$L92),$L92-($L92-MIN(($J92+($K92-$J92)/45*85),$L92))/5*(95-FT$37)))/FT92)","v":7.6367585181506782E-4},{"$f":"IF($D92=0,\" \",FT92*FV92)","v":13.846010776858588},19778.992609757221,{"$f":"IF($D92=0,\" \",1/FX92)","v":5.0558692231205326E-5},{"$f":"IF($D92=0,\" \",IF(FX$37<5,$J92/5*FX$37,IF(FX$37<=90,MIN(($J92+($K92-$J92)/45*(FX$37-5)),$L92),$L92-($L92-MIN(($J92+($K92-$J92)/45*85),$L92))/5*(95-FX$37)))/FX92)","v":7.131954163851035E-4},{"$f":"IF($D92=0,\" \",FX92*FZ92)","v":14.106286869993687},21756.891870732943,{"$f":"IF($D92=0,\" \",1/GB92)","v":4.5962447482913935E-5},{"$f":"IF($D92=0,\" \",IF(GB$37<5,$J92/5*GB$37,IF(GB$37<=90,MIN(($J92+($K92-$J92)/45*(GB$37-5)),$L92),$L92-($L92-MIN(($J92+($K92-$J92)/45*85),$L92))/5*(95-GB$37)))/GB92)","v":6.6032239570278334E-4},{"$f":"IF($D92=0,\" \",GB92*GD92)","v":14.366562963128789},24174.32430081438,{"$f":"IF($D92=0,\" \",1/GF92)","v":4.1366202734622543E-5},{"$f":"IF($D92=0,\" \",IF(GF$37<5,$J92/5*GF$37,IF(GF$37<=90,MIN(($J92+($K92-$J92)/45*(GF$37-5)),$L92),$L92-($L92-MIN(($J92+($K92-$J92)/45*85),$L92))/5*(95-GF$37)))/GF92)","v":6.0505678976810701E-4},{"$f":"IF($D92=0,\" \",GF92*GH92)","v":14.626839056263886},27196.114838416175,{"$f":"IF($D92=0,\" \",1/GJ92)","v":3.6769957986331152E-5},{"$f":"IF($D92=0,\" \",IF(GJ$37<5,$J92/5*GJ$37,IF(GJ$37<=90,MIN(($J92+($K92-$J92)/45*(GJ$37-5)),$L92),$L92-($L92-MIN(($J92+($K92-$J92)/45*85),$L92))/5*(95-GJ$37)))/GJ92)","v":5.4739859858107473E-4},{"$f":"IF($D92=0,\" \",GJ92*GL92)","v":14.887115149398985},31081.274101047056,{"$f":"IF($D92=0,\" \",1/GN92)","v":3.217371323803976E-5},{"$f":"IF($D92=0,\" \",IF(GN$37<5,$J92/5*GN$37,IF(GN$37<=90,MIN(($J92+($K92-$J92)/45*(GN$37-5)),$L92),$L92-($L92-MIN(($J92+($K92-$J92)/45*85),$L92))/5*(95-GN$37)))/GN92)","v":4.8734782214168639E-4},{"$f":"IF($D92=0,\" \",GN92*GP92)","v":15.147391242534084},36261.486451221572,{"$f":"IF($D92=0,\" \",1/GR92)","v":2.7577468489748362E-5},{"$f":"IF($D92=0,\" \",IF(GR$37<5,$J92/5*GR$37,IF(GR$37<=90,MIN(($J92+($K92-$J92)/45*(GR$37-5)),$L92),$L92-($L92-MIN(($J92+($K92-$J92)/45*85),$L92))/5*(95-GR$37)))/GR92)","v":4.2490446044994199E-4},{"$f":"IF($D92=0,\" \",GR92*GT92)","v":15.407667335669183},43513.783741465886,{"$f":"IF($D92=0,\" \",1/GV92)","v":2.2981223741456967E-5},{"$f":"IF($D92=0,\" \",IF(GV$37<5,$J92/5*GV$37,IF(GV$37<=90,MIN(($J92+($K92-$J92)/45*(GV$37-5)),$L92),$L92-($L92-MIN(($J92+($K92-$J92)/45*85),$L92))/5*(95-GV$37)))/GV92)","v":3.6006851350584164E-4},{"$f":"IF($D92=0,\" \",GV92*GX92)","v":15.667943428804282},54392.22967683235,{"$f":"IF($D92=0,\" \",1/GZ92)","v":1.8384978993165576E-5},{"$f":"IF($D92=0,\" \",IF(GZ$37<5,$J92/5*GZ$37,IF(GZ$37<=90,MIN(($J92+($K92-$J92)/45*(GZ$37-5)),$L92),$L92-($L92-MIN(($J92+($K92-$J92)/45*85),$L92))/5*(95-GZ$37)))/GZ92)","v":2.9602168271915502E-4},{"$f":"IF($D92=0,\" \",GZ92*HB92)","v":16.101279355782673},72522.972902443144,{"$f":"IF($D92=0,\" \",1/HD92)","v":1.3788734244874181E-5},{"$f":"IF($D92=0,\" \",IF(HD$37<5,$J92/5*HD$37,IF(HD$37<=90,MIN(($J92+($K92-$J92)/45*(HD$37-5)),$L92),$L92-($L92-MIN(($J92+($K92-$J92)/45*85),$L92))/5*(95-HD$37)))/HD92)","v":2.2799141597522744E-4},{"$f":"IF($D92=0,\" \",HD92*HF92)","v":16.534615282761063},108784.4593536647,{"$f":"IF($D92=0,\" \",1/HH92)","v":9.192489496582788E-6},{"$f":"IF($D92=0,\" \",IF(HH$37<5,$J92/5*HH$37,IF(HH$37<=90,MIN(($J92+($K92-$J92)/45*(HH$37-5)),$L92),$L92-($L92-MIN(($J92+($K92-$J92)/45*85),$L92))/5*(95-HH$37)))/HH92)","v":1.5597771327405916E-4},{"$f":"IF($D92=0,\" \",HH92*HJ92)","v":16.967951209739457},217568.9187073294,{"$f":"IF($D92=0,\" \",1/HL92)","v":4.596244748291394E-6},{"$f":"IF($D92=0,\" \",IF(HL$37<5,$J92/5*HL$37,IF(HL$37<=90,MIN(($J92+($K92-$J92)/45*(HL$37-5)),$L92),$L92-($L92-MIN(($J92+($K92-$J92)/45*85),$L92))/5*(95-HL$37)))/HL92)","v":7.9980574615650001E-5},{"$f":"IF($D92=0,\" \",HL92*HN92)","v":17.401287136717848},null,{"$f":"IF($D92=\"Full\",'Failure Persistence Storage'!AB92,0)","v":4440.1820144352941},{"$f":"IF($D92=\"Full\",'Failure Persistence Storage'!AE92,0)","v":1.8424837882250258},{"$f":"IF($D92=\"Full\",'Failure Persistence Storage'!AF92,0)","v":4532.6858064026965},{"$f":"IF($D92=\"Full\",'Failure Persistence Storage'!AI92,0)","v":3.6849675764500516},{"$f":"IF($D92=\"Full\",'Failure Persistence Storage'!AJ92,0)","v":4629.1259299431795},{"$f":"IF($D92=\"Full\",'Failure Persistence Storage'!AM92,0)","v":4.7363475171301141},{"$f":"IF($D92=\"Full\",'Failure Persistence Storage'!AN92,0)","v":4729.7591023332488},{"$f":"IF($D92=\"Full\",'Failure Persistence Storage'!AQ92,0)","v":4.996623610265214},{"$f":"IF($D92=\"Full\",'Failure Persistence Storage'!AR92,0)","v":4834.8648601628756},{"$f":"IF($D92=\"Full\",'Failure Persistence Storage'!AU92,0)","v":5.2568997034003129},{"$f":"IF($D92=\"Full\",'Failure Persistence Storage'!AV92,0)","v":4944.7481524393052},{"$f":"IF($D92=\"Full\",'Failure Persistence Storage'!AY92,0)","v":5.5171757965354118},{"$f":"IF($D92=\"Full\",'Failure Persistence Storage'!AZ92,0)","v":5059.7422955192887},{"$f":"IF($D92=\"Full\",'Failure Persistence Storage'!BC92,0)","v":5.7774518896705116},{"$f":"IF($D92=\"Full\",'Failure Persistence Storage'!BD92,0)","v":5180.21235017451},{"$f":"IF($D92=\"Full\",'Failure Persistence Storage'!BG92,0)","v":6.0377279828056105},{"$f":"IF($D92=\"Full\",'Failure Persistence Storage'!BH92,0)","v":5306.5589928616937},{"$f":"IF($D92=\"Full\",'Failure Persistence Storage'!BK92,0)","v":6.2980040759407103},{"$f":"IF($D92=\"Full\",'Failure Persistence Storage'!BL92,0)","v":5439.2229676832358},{"$f":"IF($D92=\"Full\",'Failure Persistence Storage'!BO92,0)","v":6.5582801690758092},{"$f":"IF($D92=\"Full\",'Failure Persistence Storage'!BP92,0)","v":5578.6902232648563},{"$f":"IF($D92=\"Full\",'Failure Persistence Storage'!BS92,0)","v":6.8185562622109073},{"$f":"IF($D92=\"Full\",'Failure Persistence Storage'!BT92,0)","v":5725.4978607191952},{"$f":"IF($D92=\"Full\",'Failure Persistence Storage'!BW92,0)","v":7.0788323553460071},{"$f":"IF($D92=\"Full\",'Failure Persistence Storage'!BX92,0)","v":5880.2410461440386},{"$f":"IF($D92=\"Full\",'Failure Persistence Storage'!CA92,0)","v":7.3391084484811069},{"$f":"IF($D92=\"Full\",'Failure Persistence Storage'!CB92,0)","v":6043.581075203595},{"$f":"IF($D92=\"Full\",'Failure Persistence Storage'!CE92,0)","v":7.5993845416162058},{"$f":"IF($D92=\"Full\",'Failure Persistence Storage'!CF92,0)","v":6216.2548202094122},{"$f":"IF($D92=\"Full\",'Failure Persistence Storage'!CI92,0)","v":7.8596606347513056},{"$f":"IF($D92=\"Full\",'Failure Persistence Storage'!CJ92,0)","v":6399.0858443332172},{"$f":"IF($D92=\"Full\",'Failure Persistence Storage'!CM92,0)","v":8.1199367278864045},{"$f":"IF($D92=\"Full\",'Failure Persistence Storage'!CN92,0)","v":6592.997536585739},{"$f":"IF($D92=\"Full\",'Failure Persistence Storage'!CQ92,0)","v":8.3802128210215034},{"$f":"IF($D92=\"Full\",'Failure Persistence Storage'!CR92,0)","v":6799.0287096040438},{"$f":"IF($D92=\"Full\",'Failure Persistence Storage'!CU92,0)","v":8.6404889141566024},{"$f":"IF($D92=\"Full\",'Failure Persistence Storage'!CV92,0)","v":7018.3522163654652},{"$f":"IF($D92=\"Full\",'Failure Persistence Storage'!CY92,0)","v":8.9007650072917031},{"$f":"IF($D92=\"Full\",'Failure Persistence Storage'!CZ92,0)","v":7252.2972902443144},{"$f":"IF($D92=\"Full\",'Failure Persistence Storage'!DC92,0)","v":9.161041100426802},{"$f":"IF($D92=\"Full\",'Failure Persistence Storage'!DD92,0)","v":7502.3765071492908},{"$f":"IF($D92=\"Full\",'Failure Persistence Storage'!DG92,0)","v":9.4213171935619009},{"$f":"IF($D92=\"Full\",'Failure Persistence Storage'!DH92,0)","v":7770.3185252617641},{"$f":"IF($D92=\"Full\",'Failure Persistence Storage'!DK92,0)","v":9.6815932866969998},{"$f":"IF($D92=\"Full\",'Failure Persistence Storage'!DL92,0)","v":8058.1081002714591},{"$f":"IF($D92=\"Full\",'Failure Persistence Storage'!DO92,0)","v":9.9418693798320987},{"$f":"IF($D92=\"Full\",'Failure Persistence Storage'!DP92,0)","v":8368.0353348972858},{"$f":"IF($D92=\"Full\",'Failure Persistence Storage'!DS92,0)","v":10.202145472967199},{"$f":"IF($D92=\"Full\",'Failure Persistence Storage'!DT92,0)","v":8702.7567482931772},{"$f":"IF($D92=\"Full\",'Failure Persistence Storage'!DW92,0)","v":10.462421566102297},{"$f":"IF($D92=\"Full\",'Failure Persistence Storage'!DX92,0)","v":9065.3716128053929},{"$f":"IF($D92=\"Full\",'Failure Persistence Storage'!EA92,0)","v":10.722697659237397},{"$f":"IF($D92=\"Full\",'Failure Persistence Storage'!EB92,0)","v":9459.5182046664977},{"$f":"IF($D92=\"Full\",'Failure Persistence Storage'!EE92,0)","v":10.982973752372496},{"$f":"IF($D92=\"Full\",'Failure Persistence Storage'!EF92,0)","v":9889.4963048786103},{"$f":"IF($D92=\"Full\",'Failure Persistence Storage'!EI92,0)","v":11.243249845507597},{"$f":"IF($D92=\"Full\",'Failure Persistence Storage'!EJ92,0)","v":10360.42470034902},{"$f":"IF($D92=\"Full\",'Failure Persistence Storage'!EM92,0)","v":11.503525938642696},{"$f":"IF($D92=\"Full\",'Failure Persistence Storage'!EN92,0)","v":10878.445935366472},{"$f":"IF($D92=\"Full\",'Failure Persistence Storage'!EQ92,0)","v":11.763802031777791},{"$f":"IF($D92=\"Full\",'Failure Persistence Storage'!ER92,0)","v":11450.99572143839},{"$f":"IF($D92=\"Full\",'Failure Persistence Storage'!EU92,0)","v":12.024078124912892},{"$f":"IF($D92=\"Full\",'Failure Persistence Storage'!EV92,0)","v":12087.16215040719},{"$f":"IF($D92=\"Full\",'Failure Persistence Storage'!EY92,0)","v":12.284354218047991},{"$f":"IF($D92=\"Full\",'Failure Persistence Storage'!EZ92,0)","v":12798.171688666434},{"$f":"IF($D92=\"Full\",'Failure Persistence Storage'!FC92,0)","v":12.544630311183093},{"$f":"IF($D92=\"Full\",'Failure Persistence Storage'!FD92,0)","v":13598.057419208088},{"$f":"IF($D92=\"Full\",'Failure Persistence Storage'!FG92,0)","v":12.80490640431819},{"$f":"IF($D92=\"Full\",'Failure Persistence Storage'!FH92,0)","v":14504.594580488629},{"$f":"IF($D92=\"Full\",'Failure Persistence Storage'!FK92,0)","v":13.065182497453291},{"$f":"IF($D92=\"Full\",'Failure Persistence Storage'!FL92,0)","v":15540.637050523528},{"$f":"IF($D92=\"Full\",'Failure Persistence Storage'!FO92,0)","v":13.32545859058839},{"$f":"IF($D92=\"Full\",'Failure Persistence Storage'!FP92,0)","v":16736.070669794572},{"$f":"IF($D92=\"Full\",'Failure Persistence Storage'!FS92,0)","v":13.585734683723489},{"$f":"IF($D92=\"Full\",'Failure Persistence Storage'!FT92,0)","v":18130.743225610786},{"$f":"IF($D92=\"Full\",'Failure Persistence Storage'!FW92,0)","v":13.846010776858588},{"$f":"IF($D92=\"Full\",'Failure Persistence Storage'!FX92,0)","v":19778.992609757221},{"$f":"IF($D92=\"Full\",'Failure Persistence Storage'!GA92,0)","v":14.106286869993687},{"$f":"IF($D92=\"Full\",'Failure Persistence Storage'!GB92,0)","v":21756.891870732943},{"$f":"IF($D92=\"Full\",'Failure Persistence Storage'!GE92,0)","v":14.366562963128789},{"$f":"IF($D92=\"Full\",'Failure Persistence Storage'!GF92,0)","v":24174.32430081438},{"$f":"IF($D92=\"Full\",'Failure Persistence Storage'!GI92,0)","v":14.626839056263886},{"$f":"IF($D92=\"Full\",'Failure Persistence Storage'!GJ92,0)","v":27196.114838416175},{"$f":"IF($D92=\"Full\",'Failure Persistence Storage'!GM92,0)","v":14.887115149398985},{"$f":"IF($D92=\"Full\",'Failure Persistence Storage'!GN92,0)","v":31081.274101047056},{"$f":"IF($D92=\"Full\",'Failure Persistence Storage'!GQ92,0)","v":15.147391242534084},{"$f":"IF($D92=\"Full\",'Failure Persistence Storage'!GR92,0)","v":36261.486451221572},{"$f":"IF($D92=\"Full\",'Failure Persistence Storage'!GU92,0)","v":15.407667335669183},{"$f":"IF($D92=\"Full\",'Failure Persistence Storage'!GV92,0)","v":43513.783741465886},{"$f":"IF($D92=\"Full\",'Failure Persistence Storage'!GY92,0)","v":15.667943428804282},{"$f":"IF($D92=\"Full\",'Failure Persistence Storage'!GZ92,0)","v":54392.22967683235},{"$f":"IF($D92=\"Full\",'Failure Persistence Storage'!HC92,0)","v":16.101279355782673},{"$f":"IF($D92=\"Full\",'Failure Persistence Storage'!HD92,0)","v":72522.972902443144},{"$f":"IF($D92=\"Full\",'Failure Persistence Storage'!HG92,0)","v":16.534615282761063},{"$f":"IF($D92=\"Full\",'Failure Persistence Storage'!HH92,0)","v":108784.4593536647},{"$f":"IF($D92=\"Full\",'Failure Persistence Storage'!HK92,0)","v":16.967951209739457},{"$f":"IF($D92=\"Full\",'Failure Persistence Storage'!HL92,0)","v":217568.9187073294},{"$f":"IF($D92=\"Full\",'Failure Persistence Storage'!HO92,0)","v":17.401287136717848}]
[null,12,"Pipe","Full",400,1.887,"MS",{"$f":"51-2019+C38","v":68},{"$f":"IF(C93=\"Valve\",0.002,IF(C93=\"Pipe\",IF(G93=\"PVC\",IF(H93<C$38-1986,2.4287*EXP(0.0206*H93),16.746*EXP(0.047*H93)),IF(G93=\"AC\",IF(E93<150,1.6*EXP(0.0526*H93),IF(E93<200,0.9585*EXP(0.0562*H93),IF(E93<300,0.95*EXP(0.0511*H93),0.1749*EXP(0.0701*H93)))),IF(G93=\"DI\",IF(E93<150,1.6*EXP(0.0285*H93),IF(E93<200,1.5302*EXP(0.0264*H93),IF(E93<300,0.95*EXP(0.031*H93),0.7*EXP(0.0327*H93)))),IF(G93=\"MS\",IF(E93<150,3.7022*EXP(0.0673*H93),IF(E93<200,1.8319*EXP(0.0592*H93),IF(E93<300,1.5626*EXP(0.0409*H93),IF(E93<400,1.35*EXP(0.0409*H93),0.55*EXP(0.0136*H93))))),IF(G93=\"CI\",IF(E93<150,IF(H93<C$38-1951,9.4549*EXP(0.0284*H93),0.15*EXP(0.0518*H93)),IF(E93<200,IF(H93<C$38-1951,8.4483*EXP(0.0279*H93),0.1*EXP(0.0529*H93)),IF(E93<300,IF(H93<C$38-1941,3.3385*EXP(0.0307*H93),0.05*EXP(0.0526*H93)),IF(E93>=300,IF(H93<C$38-1941,3.3*EXP(0.0292*H93),0.05*EXP(0.0491*H93)))))))))))*F93/100000,\" \"))","v":2.6167975621608317E-5},4.6062094705625647,10.462421566102298,16.75128324625026,null,null,null,null,null,null,null,null,null,null,null,null,null,null,null,38994.539662544616,2.5644616109176152E-5,4.7249789436411398E-5,1.8424837882250258,39806.925905514297,2.5121256596743984E-5,9.2571016038683543E-5,3.6849675764500516,40653.881775844384,2.4597897084311819E-5,1.1650418878190236E-4,4.7363475171301141,41537.661814449704,2.407453757187965E-5,1.2029140283787083E-4,4.996623610265214,42460.720965881912,2.3551178059447488E-5,1.2380618095543744E-4,5.2568997034003129,43425.737351470139,2.302781854701532E-5,1.2704852313460217E-4,5.5171757965354118,44435.63822010898,2.2504459034583155E-5,1.3001842937536504E-4,5.7774518896705107,45493.629606302049,2.1981099522150986E-5,1.3271589967772606E-4,6.0377279828056105,46603.230328406986,2.1457740009718818E-5,1.3514093404168518E-4,6.2980040759407112,47768.311086617156,2.0934380497286653E-5,1.3729353246724245E-4,6.5582801690758101,48993.139576017595,2.0411020984854487E-5,1.3917369495439782E-4,6.8185562622109082,50282.432722754893,1.9887661472422322E-5,1.4078142150315134E-4,7.0788323553460062,51641.417390937466,1.9364301959990154E-5,1.42116712113503E-4,7.3391084484811069,53075.901207352392,1.8840942447557989E-5,1.4317956678545281E-4,7.5993845416162067,54592.35552756246,1.8317582935125824E-5,1.4396998551900072E-4,7.8596606347513065,56198.013043079009,1.7794223422693655E-5,1.4448796831414672E-4,8.1199367278864045,57900.983135293522,1.727086391026149E-5,1.4473351517089092E-4,8.3802128210215034,59710.388858271435,1.6747504397829325E-5,1.4470662608923323E-4,8.6404889141566024,61636.530434344713,1.6224144885397156E-5,1.4440730106917368E-4,8.9007650072917031,63691.081448822872,1.5700785372964991E-5,1.4383554011071224E-4,9.161041100426802,65887.325636713314,1.5177425860532824E-5,1.4299134321384892E-4,9.4213171935619009,68240.444409453077,1.4654066348100657E-5,1.4187471037858376E-4,9.6815932866969998,70767.868276469846,1.4130706835668494E-5,1.4048564160491672E-4,9.9418693798320987,73489.709364026392,1.3607347323236326E-5,1.3882413689284782E-4,10.202145472967199,76429.29773858744,1.308398781080416E-5,1.3689019624237703E-4,10.462421566102298,79613.851811028595,1.2560628298371992E-5,1.3468381965350436E-4,10.722697659237397,83075.323628899409,1.2037268785939825E-5,1.3220500712622985E-4,10.982973752372498,86851.474702940279,1.151390927350766E-5,1.2945375866055346E-4,11.243249845507595,90987.259212604098,1.0990549761075493E-5,1.2643007425647523E-4,11.503525938642696,95536.622173234311,1.0467190248643326E-5,1.2313395391399506E-4,11.763802031777793,100564.86544550979,9.9438307362111612E-6,1.1956539763311311E-4,12.024078124912894,106151.80241470478,9.4204712237789943E-6,1.1572440541382922E-4,12.284354218047993,112396.02608615802,8.8971117113468275E-6,1.1161097725614348E-4,12.544630311183091,119420.77771654287,8.3737521989146624E-6,1.0722511316005589E-4,12.80490640431819,127382.16289764574,7.8503926864824956E-6,1.0256681312556642E-4,13.065182497453291,136480.88881890615,7.3270331740503287E-6,9.7636077152675075E-5,13.32545859058839,146979.41872805278,6.8036736616181628E-6,9.2432905241381853E-5,13.585734683723489,159227.70362205719,6.280314149185996E-6,8.6957297391686771E-5,13.846010776858588,173702.94940588056,5.75695463675383E-6,8.120925360358983E-5,14.106286869993689,191073.24434646862,5.2335951243216632E-6,7.5188773877091016E-5,14.366562963128789,212303.60482940957,4.7102356118894972E-6,6.8895858212190329E-5,14.626839056263888,238841.55543308574,4.1868760994573312E-6,6.2330506608887769E-5,14.887115149398985,272961.77763781231,3.6635165870251644E-6,5.549271906718333E-5,15.147391242534084,318455.40724411438,3.140157074592998E-6,4.8382495587077031E-5,15.407667335669183,382146.48869293724,2.6167975621608316E-6,4.0999836168568866E-5,15.667943428804282,477683.11086617148,2.0934380497286656E-6,3.3707030852706106E-5,16.101279355782673,636910.81448822876,1.570078537296499E-6,2.5960644577917827E-5,16.534615282761063,955366.22173234296,1.0467190248643328E-6,1.776067734420406E-5,16.967951209739457,1910732.4434646859,5.233595124321664E-7,9.1071291515647812E-6,17.401287136717848,null,{"$f":"IF($D93=\"Full\",'Failure Persistence Storage'!AB93,0)","v":38994.539662544616},{"$f":"IF($D93=\"Full\",'Failure Persistence Storage'!AE93,0)","v":1.8424837882250258},{"$f":"IF($D93=\"Full\",'Failure Persistence Storage'!AF93,0)","v":39806.925905514297},{"$f":"IF($D93=\"Full\",'Failure Persistence Storage'!AI93,0)","v":3.6849675764500516},{"$f":"IF($D93=\"Full\",'Failure Persistence Storage'!AJ93,0)","v":40653.881775844384},{"$f":"IF($D93=\"Full\",'Failure Persistence Storage'!AM93,0)","v":4.7363475171301141},{"$f":"IF($D93=\"Full\",'Failure Persistence Storage'!AN93,0)","v":41537.661814449704},{"$f":"IF($D93=\"Full\",'Failure Persistence Storage'!AQ93,0)","v":4.996623610265214},{"$f":"IF($D93=\"Full\",'Failure Persistence Storage'!AR93,0)","v":42460.720965881912},{"$f":"IF($D93=\"Full\",'Failure Persistence Storage'!AU93,0)","v":5.2568997034003129},{"$f":"IF($D93=\"Full\",'Failure Persistence Storage'!AV93,0)","v":43425.737351470139},{"$f":"IF($D93=\"Full\",'Failure Persistence Storage'!AY93,0)","v":5.5171757965354118},{"$f":"IF($D93=\"Full\",'Failure Persistence Storage'!AZ93,0)","v":44435.63822010898},{"$f":"IF($D93=\"Full\",'Failure Persistence Storage'!BC93,0)","v":5.7774518896705107},{"$f":"IF($D93=\"Full\",'Failure Persistence Storage'!BD93,0)","v":45493.629606302049},{"$f":"IF($D93=\"Full\",'Failure Persistence Storage'!BG93,0)","v":6.0377279828056105},{"$f":"IF($D93=\"Full\",'Failure Persistence Storage'!BH93,0)","v":46603.230328406986},{"$f":"IF($D93=\"Full\",'Failure Persistence Storage'!BK93,0)","v":6.2980040759407112},{"$f":"IF($D93=\"Full\",'Failure Persistence Storage'!BL93,0)","v":47768.311086617156},{"$f":"IF($D93=\"Full\",'Failure Persistence Storage'!BO93,0)","v":6.5582801690758101},{"$f":"IF($D93=\"Full\",'Failure Persistence Storage'!BP93,0)","v":48993.139576017595},{"$f":"IF($D93=\"Full\",'Failure Persistence Storage'!BS93,0)","v":6.8185562622109082},{"$f":"IF($D93=\"Full\",'Failure Persistence Storage'!BT93,0)","v":50282.432722754893},{"$f":"IF($D93=\"Full\",'Failure Persistence Storage'!BW93,0)","v":7.0788323553460062},{"$f":"IF($D93=\"Full\",'Failure Persistence Storage'!BX93,0)","v":51641.417390937466},{"$f":"IF($D93=\"Full\",'Failure Persistence Storage'!CA93,0)","v":7.3391084484811069},{"$f":"IF($D93=\"Full\",'Failure Persistence Storage'!CB93,0)","v":53075.901207352392},{"$f":"IF($D93=\"Full\",'Failure Persistence Storage'!CE93,0)","v":7.5993845416162067},{"$f":"IF($D93=\"Full\",'Failure Persistence Storage'!CF93,0)","v":54592.35552756246},{"$f":"IF($D93=\"Full\",'Failure Persistence Storage'!CI93,0)","v":7.8596606347513065},{"$f":"IF($D93=\"Full\",'Failure Persistence Storage'!CJ93,0)","v":56198.013043079009},{"$f":"IF($D93=\"Full\",'Failure Persistence Storage'!CM93,0)","v":8.1199367278864045},{"$f":"IF($D93=\"Full\",'Failure Persistence Storage'!CN93,0)","v":57900.983135293522},{"$f":"IF($D93=\"Full\",'Failure Persistence Storage'!CQ93,0)","v":8.3802128210215034},{"$f":"IF($D93=\"Full\",'Failure Persistence Storage'!CR93,0)","v":59710.388858271435},{"$f":"IF($D93=\"Full\",'Failure Persistence Storage'!CU93,0)","v":8.6404889141566024},{"$f":"IF($D93=\"Full\",'Failure Persistence Storage'!CV93,0)","v":61636.530434344713},{"$f":"IF($D93=\"Full\",'Failure Persistence Storage'!CY93,0)","v":8.9007650072917031},{"$f":"IF($D93=\"Full\",'Failure Persistence Storage'!CZ93,0)","v":63691.081448822872},{"$f":"IF($D93=\"Full\",'Failure Persistence Storage'!DC93,0)","v":9.161041100426802},{"$f":"IF($D93=\"Full\",'Failure Persistence Storage'!DD93,0)","v":65887.325636713314},{"$f":"IF($D93=\"Full\",'Failure Persistence Storage'!DG93,0)","v":9.4213171935619009},{"$f":"IF($D93=\"Full\",'Failure Persistence Storage'!DH93,0)","v":68240.444409453077},{"$f":"IF($D93=\"Full\",'Failure Persistence Storage'!DK93,0)","v":9.6815932866969998},{"$f":"IF($D93=\"Full\",'Failure Persistence Storage'!DL93,0)","v":70767.868276469846},{"$f":"IF($D93=\"Full\",'Failure Persistence Storage'!DO93,0)","v":9.9418693798320987},{"$f":"IF($D93=\"Full\",'Failure Persistence Storage'!DP93,0)","v":73489.709364026392},{"$f":"IF($D93=\"Full\",'Failure Persistence Storage'!DS93,0)","v":10.202145472967199},{"$f":"IF($D93=\"Full\",'Failure Persistence Storage'!DT93,0)","v":76429.29773858744},{"$f":"IF($D93=\"Full\",'Failure Persistence Storage'!DW93,0)","v":10.462421566102298},{"$f":"IF($D93=\"Full\",'Failure Persistence Storage'!DX93,0)","v":79613.851811028595},{"$f":"IF($D93=\"Full\",'Failure Persistence Storage'!EA93,0)","v":10.722697659237397},{"$f":"IF($D93=\"Full\",'Failure Persistence Storage'!EB93,0)","v":83075.323628899409},{"$f":"IF($D93=\"Full\",'Failure Persistence Storage'!EE93,0)","v":10.982973752372498},{"$f":"IF($D93=\"Full\",'Failure Persistence Storage'!EF93,0)","v":86851.474702940279},{"$f":"IF($D93=\"Full\",'Failure Persistence Storage'!EI93,0)","v":11.243249845507595},{"$f":"IF($D93=\"Full\",'Failure Persistence Storage'!EJ93,0)","v":90987.259212604098},{"$f":"IF($D93=\"Full\",'Failure Persistence Storage'!EM93,0)","v":11.503525938642696},{"$f":"IF($D93=\"Full\",'Failure Persistence Storage'!EN93,0)","v":95536.622173234311},{"$f":"IF($D93=\"Full\",'Failure Persistence Storage'!EQ93,0)","v":11.763802031777793},{"$f":"IF($D93=\"Full\",'Failure Persistence Storage'!ER93,0)","v":100564.86544550979},{"$f":"IF($D93=\"Full\",'Failure Persistence Storage'!EU93,0)","v":12.024078124912894},{"$f":"IF($D93=\"Full\",'Failure Persistence Storage'!EV93,0)","v":106151.80241470478},{"$f":"IF($D93=\"Full\",'Failure Persistence Storage'!EY93,0)","v":12.284354218047993},{"$f":"IF($D93=\"Full\",'Failure Persistence Storage'!EZ93,0)","v":112396.02608615802},{"$f":"IF($D93=\"Full\",'Failure Persistence Storage'!FC93,0)","v":12.544630311183091},{"$f":"IF($D93=\"Full\",'Failure Persistence Storage'!FD93,0)","v":119420.77771654287},{"$f":"IF($D93=\"Full\",'Failure Persistence Storage'!FG93,0)","v":12.80490640431819},{"$f":"IF($D93=\"Full\",'Failure Persistence Storage'!FH93,0)","v":127382.16289764574},{"$f":"IF($D93=\"Full\",'Failure Persistence Storage'!FK93,0)","v":13.065182497453291},{"$f":"IF($D93=\"Full\",'Failure Persistence Storage'!FL93,0)","v":136480.88881890615},{"$f":"IF($D93=\"Full\",'Failure Persistence Storage'!FO93,0)","v":13.32545859058839},{"$f":"IF($D93=\"Full\",'Failure Persistence Storage'!FP93,0)","v":146979.41872805278},{"$f":"IF($D93=\"Full\",'Failure Persistence Storage'!FS93,0)","v":13.585734683723489},{"$f":"IF($D93=\"Full\",'Failure Persistence Storage'!FT93,0)","v":159227.70362205719},{"$f":"IF($D93=\"Full\",'Failure Persistence Storage'!FW93,0)","v":13.846010776858588},{"$f":"IF($D93=\"Full\",'Failure Persistence Storage'!FX93,0)","v":173702.94940588056},{"$f":"IF($D93=\"Full\",'Failure Persistence Storage'!GA93,0)","v":14.106286869993689},{"$f":"IF($D93=\"Full\",'Failure Persistence Storage'!GB93,0)","v":191073.24434646862},{"$f":"IF($D93=\"Full\",'Failure Persistence Storage'!GE93,0)","v":14.366562963128789},{"$f":"IF($D93=\"Full\",'Failure Persistence Storage'!GF93,0)","v":212303.60482940957},{"$f":"IF($D93=\"Full\",'Failure Persistence Storage'!GI93,0)","v":14.626839056263888},{"$f":"IF($D93=\"Full\",'Failure Persistence Storage'!GJ93,0)","v":238841.55543308574},{"$f":"IF($D93=\"Full\",'Failure Persistence Storage'!GM93,0)","v":14.887115149398985},{"$f":"IF($D93=\"Full\",'Failure Persistence Storage'!GN93,0)","v":272961.77763781231},{"$f":"IF($D93=\"Full\",'Failure Persistence Storage'!GQ93,0)","v":15.147391242534084},{"$f":"IF($D93=\"Full\",'Failure Persistence Storage'!GR93,0)","v":318455.40724411438},{"$f":"IF($D93=\"Full\",'Failure Persistence Storage'!GU93,0)","v":15.407667335669183},{"$f":"IF($D93=\"Full\",'Failure Persistence Storage'!GV93,0)","v":382146.48869293724},{"$f":"IF($D93=\"Full\",'Failure Persistence Storage'!GY93,0)","v":15.667943428804282},{"$f":"IF($D93=\"Full\",'Failure Persistence Storage'!GZ93,0)","v":477683.11086617148},{"$f":"IF($D93=\"Full\",'Failure Persistence Storage'!HC93,0)","v":16.101279355782673},{"$f":"IF($D93=\"Full\",'Failure Persistence Storage'!HD93,0)","v":636910.81448822876},{"$f":"IF($D93=\"Full\",'Failure Persistence Storage'!HG93,0)","v":16.534615282761063},{"$f":"IF($D93=\"Full\",'Failure Persistence Storage'!HH93,0)","v":955366.22173234296},{"$f":"IF($D93=\"Full\",'Failure Persistence Storage'!HK93,0)","v":16.967951209739457},{"$f":"IF($D93=\"Full\",'Failure Persistence Storage'!HL93,0)","v":1910732.4434646859},{"$f":"IF($D93=\"Full\",'Failure Persistence Storage'!HO93,0)","v":17.401287136717848}]
[null,13,"Valve","Full",400,111.04,"MS",{"$f":"51-2019+C38","v":68},2E-3,4.6062094705625647,10.462421566102298,16.75128324625026,null,null,null,null,null,null,null,null,null,null,null,null,null,null,null,510.20408163265307,1.9599999999999999E-3,3.6112682249210505E-3,1.8424837882250258,520.83333333333337,1.9199999999999998E-3,7.0751377467840985E-3,3.6849675764500516,531.91489361702133,1.8799999999999997E-3,8.9043333322046132E-3,4.7363475171301141,543.47826086956525,1.8399999999999998E-3,9.1937874428879938E-3,4.996623610265214,555.55555555555554,1.8E-3,9.4624194661205637E-3,5.2568997034003129,568.18181818181824,1.7599999999999998E-3,9.710229401902323E-3,5.5171757965354118,581.39534883720921,1.7200000000000002E-3,9.9372172502332819E-3,5.7774518896705116,595.23809523809518,1.6800000000000001E-3,1.0143383011113427E-2,6.0377279828056105,609.7560975609756,1.64E-3,1.0328726684542764E-2,6.2980040759407103,625,1.6000000000000001E-3,1.0493248270521295E-2,6.5582801690758092,641.02564102564099,1.56E-3,1.0636947769049018E-2,6.8185562622109082,657.89473684210532,1.5199999999999999E-3,1.075982518012593E-2,7.0788323553460071,675.67567567567573,1.48E-3,1.0861880503752037E-2,7.3391084484811069,694.44444444444446,1.4399999999999999E-3,1.0943113739927337E-2,7.5993845416162067,714.28571428571422,1.4000000000000002E-3,1.1003524888651828E-2,7.8596606347513047,735.29411764705878,1.3600000000000001E-3,1.104311394992551E-2,8.1199367278864045,757.57575757575762,1.32E-3,1.1061880923748385E-2,8.3802128210215034,781.24999999999989,1.2800000000000001E-3,1.1059825810120452E-2,8.6404889141566024,806.45161290322585,1.24E-3,1.1036948609041711E-2,8.9007650072917031,833.33333333333337,1.1999999999999999E-3,1.0993249320512162E-2,9.161041100426802,862.06896551724139,1.16E-3,1.0928727944531804E-2,9.4213171935619009,892.85714285714278,1.1200000000000001E-3,1.0843384481100641E-2,9.6815932866969998,925.92592592592587,1.08E-3,1.0737218930218667E-2,9.9418693798320987,961.53846153846143,1.0400000000000001E-3,1.0610231291885888E-2,10.202145472967199,1000,1E-3,1.0462421566102297E-2,10.462421566102297,1041.6666666666667,9.5999999999999992E-4,1.0293789752867901E-2,10.722697659237397,1086.9565217391305,9.1999999999999992E-4,1.0104335852182697E-2,10.982973752372496,1136.3636363636365,8.7999999999999992E-4,9.8940598640466833E-3,11.243249845507595,1190.4761904761904,8.4000000000000003E-4,9.6629617884598645E-3,11.503525938642694,1250,8.0000000000000004E-4,9.411041625422235E-3,11.763802031777793,1315.7894736842106,7.5999999999999993E-4,9.1382993749337983E-3,12.024078124912894,1388.8888888888889,7.1999999999999994E-4,8.8447350369945544E-3,12.284354218047993,1470.5882352941176,6.8000000000000005E-4,8.5303486116045033E-3,12.544630311183091,1562.4999999999998,6.4000000000000005E-4,8.1951400987636432E-3,12.80490640431819,1666.6666666666667,5.9999999999999995E-4,7.8391094984719741E-3,13.065182497453291,1785.7142857142856,5.6000000000000006E-4,7.4622568107294987E-3,13.32545859058839,1923.0769230769229,5.2000000000000006E-4,7.0645820355362153E-3,13.585734683723489,2083.3333333333335,4.7999999999999996E-4,6.646085172892122E-3,13.846010776858588,2272.727272727273,4.3999999999999996E-4,6.2067662227972215E-3,14.106286869993687,2500,4.0000000000000002E-4,5.7466251852515146E-3,14.366562963128787,2777.7777777777778,3.5999999999999997E-4,5.2656620602549989E-3,14.626839056263886,3124.9999999999995,3.2000000000000003E-4,4.7638768478076758E-3,14.887115149398985,3571.4285714285711,2.8000000000000003E-4,4.2412695479095439E-3,15.147391242534084,4166.666666666667,2.3999999999999998E-4,3.6978401605606039E-3,15.407667335669183,5000,2.0000000000000001E-4,3.1335886857608566E-3,15.667943428804284,6249.9999999999991,1.6000000000000001E-4,2.5762046969252279E-3,16.101279355782673,8333.3333333333339,1.1999999999999999E-4,1.9841538339313274E-3,16.534615282761063,12499.999999999998,8.0000000000000007E-5,1.3574360967791568E-3,16.967951209739457,24999.999999999996,4.0000000000000003E-5,6.96051485468714E-4,17.401287136717848,null,{"$f":"IF($D94=\"Full\",'Failure Persistence Storage'!AB94,0)","v":510.20408163265307},{"$f":"IF($D94=\"Full\",'Failure Persistence Storage'!AE94,0)","v":1.8424837882250258},{"$f":"IF($D94=\"Full\",'Failure Persistence Storage'!AF94,0)","v":520.83333333333337},{"$f":"IF($D94=\"Full\",'Failure Persistence Storage'!AI94,0)","v":3.6849675764500516},{"$f":"IF($D94=\"Full\",'Failure Persistence Storage'!AJ94,0)","v":531.91489361702133},{"$f":"IF($D94=\"Full\",'Failure Persistence Storage'!AM94,0)","v":4.7363475171301141},{"$f":"IF($D94=\"Full\",'Failure Persistence Storage'!AN94,0)","v":543.47826086956525},{"$f":"IF($D94=\"Full\",'Failure Persistence Storage'!AQ94,0)","v":4.996623610265214},{"$f":"IF($D94=\"Full\",'Failure Persistence Storage'!AR94,0)","v":555.55555555555554},{"$f":"IF($D94=\"Full\",'Failure Persistence Storage'!AU94,0)","v":5.2568997034003129},{"$f":"IF($D94=\"Full\",'Failure Persistence Storage'!AV94,0)","v":568.18181818181824},{"$f":"IF($D94=\"Full\",'Failure Persistence Storage'!AY94,0)","v":5.5171757965354118},{"$f":"IF($D94=\"Full\",'Failure Persistence Storage'!AZ94,0)","v":581.39534883720921},{"$f":"IF($D94=\"Full\",'Failure Persistence Storage'!BC94,0)","v":5.7774518896705116},{"$f":"IF($D94=\"Full\",'Failure Persistence Storage'!BD94,0)","v":595.23809523809518},{"$f":"IF($D94=\"Full\",'Failure Persistence Storage'!BG94,0)","v":6.0377279828056105},{"$f":"IF($D94=\"Full\",'Failure Persistence Storage'!BH94,0)","v":609.7560975609756},{"$f":"IF($D94=\"Full\",'Failure Persistence Storage'!BK94,0)","v":6.2980040759407103},{"$f":"IF($D94=\"Full\",'Failure Persistence Storage'!BL94,0)","v":625},{"$f":"IF($D94=\"Full\",'Failure Persistence Storage'!BO94,0)","v":6.5582801690758092},{"$f":"IF($D94=\"Full\",'Failure Persistence Storage'!BP94,0)","v":641.02564102564099},{"$f":"IF($D94=\"Full\",'Failure Persistence Storage'!BS94,0)","v":6.8185562622109082},{"$f":"IF($D94=\"Full\",'Failure Persistence Storage'!BT94,0)","v":657.89473684210532},{"$f":"IF($D94=\"Full\",'Failure Persistence Storage'!BW94,0)","v":7.0788323553460071},{"$f":"IF($D94=\"Full\",'Failure Persistence Storage'!BX94,0)","v":675.67567567567573},{"$f":"IF($D94=\"Full\",'Failure Persistence Storage'!CA94,0)","v":7.3391084484811069},{"$f":"IF($D94=\"Full\",'Failure Persistence Storage'!CB94,0)","v":694.44444444444446},{"$f":"IF($D94=\"Full\",'Failure Persistence Storage'!CE94,0)","v":7.5993845416162067},{"$f":"IF($D94=\"Full\",'Failure Persistence Storage'!CF94,0)","v":714.28571428571422},{"$f":"IF($D94=\"Full\",'Failure Persistence Storage'!CI94,0)","v":7.8596606347513047},{"$f":"IF($D94=\"Full\",'Failure Persistence Storage'!CJ94,0)","v":735.29411764705878},{"$f":"IF($D94=\"Full\",'Failure Persistence Storage'!CM94,0)","v":8.1199367278864045},{"$f":"IF($D94=\"Full\",'Failure Persistence Storage'!CN94,0)","v":757.57575757575762},{"$f":"IF($D94=\"Full\",'Failure Persistence Storage'!CQ94,0)","v":8.3802128210215034},{"$f":"IF($D94=\"Full\",'Failure Persistence Storage'!CR94,0)","v":781.24999999999989},{"$f":"IF($D94=\"Full\",'Failure Persistence Storage'!CU94,0)","v":8.6404889141566024},{"$f":"IF($D94=\"Full\",'Failure Persistence Storage'!CV94,0)","v":806.45161290322585},{"$f":"IF($D94=\"Full\",'Failure Persistence Storage'!CY94,0)","v":8.9007650072917031},{"$f":"IF($D94=\"Full\",'Failure Persistence Storage'!CZ94,0)","v":833.33333333333337},{"$f":"IF($D94=\"Full\",'Failure Persistence Storage'!DC94,0)","v":9.161041100426802},{"$f":"IF($D94=\"Full\",'Failure Persistence Storage'!DD94,0)","v":862.06896551724139},{"$f":"IF($D94=\"Full\",'Failure Persistence Storage'!DG94,0)","v":9.4213171935619009},{"$f":"IF($D94=\"Full\",'Failure Persistence Storage'!DH94,0)","v":892.85714285714278},{"$f":"IF($D94=\"Full\",'Failure Persistence Storage'!DK94,0)","v":9.6815932866969998},{"$f":"IF($D94=\"Full\",'Failure Persistence Storage'!DL94,0)","v":925.92592592592587},{"$f":"IF($D94=\"Full\",'Failure Persistence Storage'!DO94,0)","v":9.9418693798320987},{"$f":"IF($D94=\"Full\",'Failure Persistence Storage'!DP94,0)","v":961.53846153846143},{"$f":"IF($D94=\"Full\",'Failure Persistence Storage'!DS94,0)","v":10.202145472967199},{"$f":"IF($D94=\"Full\",'Failure Persistence Storage'!DT94,0)","v":1000},{"$f":"IF($D94=\"Full\",'Failure Persistence Storage'!DW94,0)","v":10.462421566102297},{"$f":"IF($D94=\"Full\",'Failure Persistence Storage'!DX94,0)","v":1041.6666666666667},{"$f":"IF($D94=\"Full\",'Failure Persistence Storage'!EA94,0)","v":10.722697659237397},{"$f":"IF($D94=\"Full\",'Failure Persistence Storage'!EB94,0)","v":1086.9565217391305},{"$f":"IF($D94=\"Full\",'Failure Persistence Storage'!EE94,0)","v":10.982973752372496},{"$f":"IF($D94=\"Full\",'Failure Persistence Storage'!EF94,0)","v":1136.3636363636365},{"$f":"IF($D94=\"Full\",'Failure Persistence Storage'!EI94,0)","v":11.243249845507595},{"$f":"IF($D94=\"Full\",'Failure Persistence Storage'!EJ94,0)","v":1190.4761904761904},{"$f":"IF($D94=\"Full\",'Failure Persistence Storage'!EM94,0)","v":11.503525938642694},{"$f":"IF($D94=\"Full\",'Failure Persistence Storage'!EN94,0)","v":1250},{"$f":"IF($D94=\"Full\",'Failure Persistence Storage'!EQ94,0)","v":11.763802031777793},{"$f":"IF($D94=\"Full\",'Failure Persistence Storage'!ER94,0)","v":1315.7894736842106},{"$f":"IF($D94=\"Full\",'Failure Persistence Storage'!EU94,0)","v":12.024078124912894},{"$f":"IF($D94=\"Full\",'Failure Persistence Storage'!EV94,0)","v":1388.8888888888889},{"$f":"IF($D94=\"Full\",'Failure Persistence Storage'!EY94,0)","v":12.284354218047993},{"$f":"IF($D94=\"Full\",'Failure Persistence Storage'!EZ94,0)","v":1470.5882352941176},{"$f":"IF($D94=\"Full\",'Failure Persistence Storage'!FC94,0)","v":12.544630311183091},{"$f":"IF($D94=\"Full\",'Failure Persistence Storage'!FD94,0)","v":1562.4999999999998},{"$f":"IF($D94=\"Full\",'Failure Persistence Storage'!FG94,0)","v":12.80490640431819},{"$f":"IF($D94=\"Full\",'Failure Persistence Storage'!FH94,0)","v":1666.6666666666667},{"$f":"IF($D94=\"Full\",'Failure Persistence Storage'!FK94,0)","v":13.065182497453291},{"$f":"IF($D94=\"Full\",'Failure Persistence Storage'!FL94,0)","v":1785.7142857142856},{"$f":"IF($D94=\"Full\",'Failure Persistence Storage'!FO94,0)","v":13.32545859058839},{"$f":"IF($D94=\"Full\",'Failure Persistence Storage'!FP94,0)","v":1923.0769230769229},{"$f":"IF($D94=\"Full\",'Failure Persistence Storage'!FS94,0)","v":13.585734683723489},{"$f":"IF($D94=\"Full\",'Failure Persistence Storage'!FT94,0)","v":2083.3333333333335},{"$f":"IF($D94=\"Full\",'Failure Persistence Storage'!FW94,0)","v":13.846010776858588},{"$f":"IF($D94=\"Full\",'Failure Persistence Storage'!FX94,0)","v":2272.727272727273},{"$f":"IF($D94=\"Full\",'Failure Persistence Storage'!GA94,0)","v":14.106286869993687},{"$f":"IF($D94=\"Full\",'Failure Persistence Storage'!GB94,0)","v":2500},{"$f":"IF($D94=\"Full\",'Failure Persistence Storage'!GE94,0)","v":14.366562963128787},{"$f":"IF($D94=\"Full\",'Failure Persistence Storage'!GF94,0)","v":2777.7777777777778},{"$f":"IF($D94=\"Full\",'Failure Persistence Storage'!GI94,0)","v":14.626839056263886},{"$f":"IF($D94=\"Full\",'Failure Persistence Storage'!GJ94,0)","v":3124.9999999999995},{"$f":"IF($D94=\"Full\",'Failure Persistence Storage'!GM94,0)","v":14.887115149398985},{"$f":"IF($D94=\"Full\",'Failure Persistence Storage'!GN94,0)","v":3571.4285714285711},{"$f":"IF($D94=\"Full\",'Failure Persistence Storage'!GQ94,0)","v":15.147391242534084},{"$f":"IF($D94=\"Full\",'Failure Persistence Storage'!GR94,0)","v":4166.666666666667},{"$f":"IF($D94=\"Full\",'Failure Persistence Storage'!GU94,0)","v":15.407667335669183},{"$f":"IF($D94=\"Full\",'Failure Persistence Storage'!GV94,0)","v":5000},{"$f":"IF($D94=\"Full\",'Failure Persistence Storage'!GY94,0)","v":15.667943428804284},{"$f":"IF($D94=\"Full\",'Failure Persistence Storage'!GZ94,0)","v":6249.9999999999991},{"$f":"IF($D94=\"Full\",'Failure Persistence Storage'!HC94,0)","v":16.101279355782673},{"$f":"IF($D94=\"Full\",'Failure Persistence Storage'!HD94,0)","v":8333.3333333333339},{"$f":"IF($D94=\"Full\",'Failure Persistence Storage'!HG94,0)","v":16.534615282761063},{"$f":"IF($D94=\"Full\",'Failure Persistence Storage'!HH94,0)","v":12499.999999999998},{"$f":"IF($D94=\"Full\",'Failure Persistence Storage'!HK94,0)","v":16.967951209739457},{"$f":"IF($D94=\"Full\",'Failure Persistence Storage'!HL94,0)","v":24999.999999999996},{"$f":"IF($D94=\"Full\",'Failure Persistence Storage'!HO94,0)","v":17.401287136717848}]
[null,null,null,null,null,null,null,null," ",null,null,null,null,null,null,null,null,null,null,null,null,null,null,null,null,null,null," "," "," "," "," "," "," "," "," "," "," "," "," "," "," "," "," "," "," "," "," "," "," "," "," "," "," "," "," "," "," "," "," "," "," "," "," "," "," "," "," "," "," "," "," "," "," "," "," "," "," "," "," "," "," "," "," "," "," "," "," "," "," "," "," "," "," "," "," "," "," "," "," "," "," "," "," "," "," "," "," "," "," "," "," "," "," "," "," "," "," "," "," "," "," "," "," "," "," "," "," "," "," "," "," "," "," "," "," "," "," "," "," "," "," "," "," "," "," "," "," "," "," "," "," "," "," "," "," "," "," "," "," "," "," "," "," "," "," "," "," "," "," "," "," "," "," "," "," "," "," "," "," "," "," "," "," "," "," "," "," "," "," "," "," "," "," "," "," "," "," "," "," "," "," "," "," "," "," "," "," "," "," "," "," "," "," "," "," "," "," "," "," "," "," "," ",null,{"$f":"IF($D95=\"Full\",'Failure Persistence Storage'!AB95,0)","v":0},{"$f":"IF($D95=\"Full\",'Failure Persistence Storage'!AE95,0)","v":0},{"$f":"IF($D95=\"Full\",'Failure Persistence Storage'!AF95,0)","v":0},{"$f":"IF($D95=\"Full\",'Failure Persistence Storage'!AI95,0)","v":0},{"$f":"IF($D95=\"Full\",'Failure Persistence Storage'!AJ95,0)","v":0},{"$f":"IF($D95=\"Full\",'Failure Persistence Storage'!AM95,0)","v":0},{"$f":"IF($D95=\"Full\",'Failure Persistence Storage'!AN95,0)","v":0},{"$f":"IF($D95=\"Full\",'Failure Persistence Storage'!AQ95,0)","v":0},{"$f":"IF($D95=\"Full\",'Failure Persistence Storage'!AR95,0)","v":0},{"$f":"IF($D95=\"Full\",'Failure Persistence Storage'!AU95,0)","v":0},{"$f":"IF($D95=\"Full\",'Failure Persistence Storage'!AV95,0)","v":0},{"$f":"IF($D95=\"Full\",'Failure Persistence Storage'!AY95,0)","v":0},{"$f":"IF($D95=\"Full\",'Failure Persistence Storage'!AZ95,0)","v":0},{"$f":"IF($D95=\"Full\",'Failure Persistence Storage'!BC95,0)","v":0},{"$f":"IF($D95=\"Full\",'Failure Persistence Storage'!BD95,0)","v":0},{"$f":"IF($D95=\"Full\",'Failure Persistence Storage'!BG95,0)","v":0},{"$f":"IF($D95=\"Full\",'Failure Persistence Storage'!BH95,0)","v":0},{"$f":"IF($D95=\"Full\",'Failure Persistence Storage'!BK95,0)","v":0},{"$f":"IF($D95=\"Full\",'Failure Persistence Storage'!BL95,0)","v":0},{"$f":"IF($D95=\"Full\",'Failure Persistence Storage'!BO95,0)","v":0},{"$f":"IF($D95=\"Full\",'Failure Persistence Storage'!BP95,0)","v":0},{"$f":"IF($D95=\"Full\",'Failure Persistence Storage'!BS95,0)","v":0},{"$f":"IF($D95=\"Full\",'Failure Persistence Storage'!BT95,0)","v":0},{"$f":"IF($D95=\"Full\",'Failure Persistence Storage'!BW95,0)","v":0},{"$f":"IF($D95=\"Full\",'Failure Persistence Storage'!BX95,0)","v":0},{"$f":"IF($D95=\"Full\",'Failure Persistence Storage'!CA95,0)","v":0},{"$f":"IF($D95=\"Full\",'Failure Persistence Storage'!CB95,0)","v":0},{"$f":"IF($D95=\"Full\",'Failure Persistence Storage'!CE95,0)","v":0},{"$f":"IF($D95=\"Full\",'Failure Persistence Storage'!CF95,0)","v":0},{"$f":"IF($D95=\"Full\",'Failure Persistence Storage'!CI95,0)","v":0},{"$f":"IF($D95=\"Full\",'Failure Persistence Storage'!CJ95,0)","v":0},{"$f":"IF($D95=\"Full\",'Failure Persistence Storage'!CM95,0)","v":0},{"$f":"IF($D95=\"Full\",'Failure Persistence Storage'!CN95,0)","v":0},{"$f":"IF($D95=\"Full\",'Failure Persistence Storage'!CQ95,0)","v":0},{"$f":"IF($D95=\"Full\",'Failure Persistence Storage'!CR95,0)","v":0},{"$f":"IF($D95=\"Full\",'Failure Persistence Storage'!CU95,0)","v":0},{"$f":"IF($D95=\"Full\",'Failure Persistence Storage'!CV95,0)","v":0},{"$f":"IF($D95=\"Full\",'Failure Persistence Storage'!CY95,0)","v":0},{"$f":"IF($D95=\"Full\",'Failure Persistence Storage'!CZ95,0)","v":0},{"$f":"IF($D95=\"Full\",'Failure Persistence Storage'!DC95,0)","v":0},{"$f":"IF($D95=\"Full\",'Failure Persistence Storage'!DD95,0)","v":0},{"$f":"IF($D95=\"Full\",'Failure Persistence Storage'!DG95,0)","v":0},{"$f":"IF($D95=\"Full\",'Failure Persistence Storage'!DH95,0)","v":0},{"$f":"IF($D95=\"Full\",'Failure Persistence Storage'!DK95,0)","v":0},{"$f":"IF($D95=\"Full\",'Failure Persistence Storage'!DL95,0)","v":0},{"$f":"IF($D95=\"Full\",'Failure Persistence Storage'!DO95,0)","v":0},{"$f":"IF($D95=\"Full\",'Failure Persistence Storage'!DP95,0)","v":0},{"$f":"IF($D95=\"Full\",'Failure Persistence Storage'!DS95,0)","v":0},{"$f":"IF($D95=\"Full\",'Failure Persistence Storage'!DT95,0)","v":0},{"$f":"IF($D95=\"Full\",'Failure Persistence Storage'!DW95,0)","v":0},{"$f":"IF($D95=\"Full\",'Failure Persistence Storage'!DX95,0)","v":0},{"$f":"IF($D95=\"Full\",'Failure Persistence Storage'!EA95,0)","v":0},{"$f":"IF($D95=\"Full\",'Failure Persistence Storage'!EB95,0)","v":0},{"$f":"IF($D95=\"Full\",'Failure Persistence Storage'!EE95,0)","v":0},{"$f":"IF($D95=\"Full\",'Failure Persistence Storage'!EF95,0)","v":0},{"$f":"IF($D95=\"Full\",'Failure Persistence Storage'!EI95,0)","v":0},{"$f":"IF($D95=\"Full\",'Failure Persistence Storage'!EJ95,0)","v":0},{"$f":"IF($D95=\"Full\",'Failure Persistence Storage'!EM95,0)","v":0},{"$f":"IF($D95=\"Full\",'Failure Persistence Storage'!EN95,0)","v":0},{"$f":"IF($D95=\"Full\",'Failure Persistence Storage'!EQ95,0)","v":0},{"$f":"IF($D95=\"Full\",'Failure Persistence Storage'!ER95,0)","v":0},{"$f":"IF($D95=\"Full\",'Failure Persistence Storage'!EU95,0)","v":0},{"$f":"IF($D95=\"Full\",'Failure Persistence Storage'!EV95,0)","v":0},{"$f":"IF($D95=\"Full\",'Failure Persistence Storage'!EY95,0)","v":0},{"$f":"IF($D95=\"Full\",'Failure Persistence Storage'!EZ95,0)","v":0},{"$f":"IF($D95=\"Full\",'Failure Persistence Storage'!FC95,0)","v":0},{"$f":"IF($D95=\"Full\",'Failure Persistence Storage'!FD95,0)","v":0},{"$f":"IF($D95=\"Full\",'Failure Persistence Storage'!FG95,0)","v":0},{"$f":"IF($D95=\"Full\",'Failure Persistence Storage'!FH95,0)","v":0},{"$f":"IF($D95=\"Full\",'Failure Persistence Storage'!FK95,0)","v":0},{"$f":"IF($D95=\"Full\",'Failure Persistence Storage'!FL95,0)","v":0},{"$f":"IF($D95=\"Full\",'Failure Persistence Storage'!FO95,0)","v":0},{"$f":"IF($D95=\"Full\",'Failure Persistence Storage'!FP95,0)","v":0},{"$f":"IF($D95=\"Full\",'Failure Persistence Storage'!FS95,0)","v":0},{"$f":"IF($D95=\"Full\",'Failure Persistence Storage'!FT95,0)","v":0},{"$f":"IF($D95=\"Full\",'Failure Persistence Storage'!FW95,0)","v":0},{"$f":"IF($D95=\"Full\",'Failure Persistence Storage'!FX95,0)","v":0},{"$f":"IF($D95=\"Full\",'Failure Persistence Storage'!GA95,0)","v":0},{"$f":"IF($D95=\"Full\",'Failure Persistence Storage'!GB95,0)","v":0},{"$f":"IF($D95=\"Full\",'Failure Persistence Storage'!GE95,0)","v":0},{"$f":"IF($D95=\"Full\",'Failure Persistence Storage'!GF95,0)","v":0},{"$f":"IF($D95=\"Full\",'Failure Persistence Storage'!GI95,0)","v":0},{"$f":"IF($D95=\"Full\",'Failure Persistence Storage'!GJ95,0)","v":0},{"$f":"IF($D95=\"Full\",'Failure Persistence Storage'!GM95,0)","v":0},{"$f":"IF($D95=\"Full\",'Failure Persistence Storage'!GN95,0)","v":0},{"$f":"IF($D95=\"Full\",'Failure Persistence Storage'!GQ95,0)","v":0},{"$f":"IF($D95=\"Full\",'Failure Persistence Storage'!GR95,0)","v":0},{"$f":"IF($D95=\"Full\",'Failure Persistence Storage'!GU95,0)","v":0},{"$f":"IF($D95=\"Full\",'Failure Persistence Storage'!GV95,0)","v":0},{"$f":"IF($D95=\"Full\",'Failure Persistence Storage'!GY95,0)","v":0},{"$f":"IF($D95=\"Full\",'Failure Persistence Storage'!GZ95,0)","v":0},{"$f":"IF($D95=\"Full\",'Failure Persistence Storage'!HC95,0)","v":0},{"$f":"IF($D95=\"Full\",'Failure Persistence Storage'!HD95,0)","v":0},{"$f":"IF($D95=\"Full\",'Failure Persistence Storage'!HG95,0)","v":0},{"$f":"IF($D95=\"Full\",'Failure Persistence Storage'!HH95,0)","v":0},{"$f":"IF($D95=\"Full\",'Failure Persistence Storage'!HK95,0)","v":0},{"$f":"IF($D95=\"Full\",'Failure Persistence Storage'!HL95,0)","v":0},{"$f":"IF($D95=\"Full\",'Failure Persistence Storage'!HO95,0)","v":0}]
[null,null,null,null,null,null,null,null," ",null,null,null,null,null,null,null,null,null,null,null,null,null,null,null,null,null,null," "," "," "," "," "," "," "," "," "," "," "," "," "," "," "," "," "," "," "," "," "," "," "," "," "," "," "," "," "," "," "," "," "," "," "," "," "," "," "," "," "," "," "," "," "," "," "," "," "," "," "," "," "," "," "," "," "," "," "," "," "," "," "," "," "," "," "," "," "," "," "," "," "," "," "," "," "," "," "," "," "," "," "," "," "," "," "," "," "," "," "," "," "," "," "," "," "," "," "," "," "," "," "," "," "," "," "," "," "," "," "," "," "," "," "," "," "," "," "," "," "," "," "," "," "," "," "," "," "," "," "," "," "," "," "," "," "," "," "," "," "," "," "," "," "," "," "," "," "," "," "," "," "," "," "," "," "," "," "," "," "," "," "," "," "," "," "," "," "," "," "," "," "," "," "," "," "," "," "," "," "," "," "," "," "," "," "," "," "," "," "," "," "," "," "," ",null,{"$f":"IF($D96=\"Full\",'Failure Persistence Storage'!AB96,0)","v":0},{"$f":"IF($D96=\"Full\",'Failure Persistence Storage'!AE96,0)","v":0},{"$f":"IF($D96=\"Full\",'Failure Persistence Storage'!AF96,0)","v":0},{"$f":"IF($D96=\"Full\",'Failure Persistence Storage'!AI96,0)","v":0},{"$f":"IF($D96=\"Full\",'Failure Persistence Storage'!AJ96,0)","v":0},{"$f":"IF($D96=\"Full\",'Failure Persistence Storage'!AM96,0)","v":0},{"$f":"IF($D96=\"Full\",'Failure Persistence Storage'!AN96,0)","v":0},{"$f":"IF($D96=\"Full\",'Failure Persistence Storage'!AQ96,0)","v":0},{"$f":"IF($D96=\"Full\",'Failure Persistence Storage'!AR96,0)","v":0},{"$f":"IF($D96=\"Full\",'Failure Persistence Storage'!AU96,0)","v":0},{"$f":"IF($D96=\"Full\",'Failure Persistence Storage'!AV96,0)","v":0},{"$f":"IF($D96=\"Full\",'Failure Persistence Storage'!AY96,0)","v":0},{"$f":"IF($D96=\"Full\",'Failure Persistence Storage'!AZ96,0)","v":0},{"$f":"IF($D96=\"Full\",'Failure Persistence Storage'!BC96,0)","v":0},{"$f":"IF($D96=\"Full\",'Failure Persistence Storage'!BD96,0)","v":0},{"$f":"IF($D96=\"Full\",'Failure Persistence Storage'!BG96,0)","v":0},{"$f":"IF($D96=\"Full\",'Failure Persistence Storage'!BH96,0)","v":0},{"$f":"IF($D96=\"Full\",'Failure Persistence Storage'!BK96,0)","v":0},{"$f":"IF($D96=\"Full\",'Failure Persistence Storage'!BL96,0)","v":0},{"$f":"IF($D96=\"Full\",'Failure Persistence Storage'!BO96,0)","v":0},{"$f":"IF($D96=\"Full\",'Failure Persistence Storage'!BP96,0)","v":0},{"$f":"IF($D96=\"Full\",'Failure Persistence Storage'!BS96,0)","v":0},{"$f":"IF($D96=\"Full\",'Failure Persistence Storage'!BT96,0)","v":0},{"$f":"IF($D96=\"Full\",'Failure Persistence Storage'!BW96,0)","v":0},{"$f":"IF($D96=\"Full\",'Failure Persistence Storage'!BX96,0)","v":0},{"$f":"IF($D96=\"Full\",'Failure Persistence Storage'!CA96,0)","v":0},{"$f":"IF($D96=\"Full\",'Failure Persistence Storage'!CB96,0)","v":0},{"$f":"IF($D96=\"Full\",'Failure Persistence Storage'!CE96,0)","v":0},{"$f":"IF($D96=\"Full\",'Failure Persistence Storage'!CF96,0)","v":0},{"$f":"IF($D96=\"Full\",'Failure Persistence Storage'!CI96,0)","v":0},{"$f":"IF($D96=\"Full\",'Failure Persistence Storage'!CJ96,0)","v":0},{"$f":"IF($D96=\"Full\",'Failure Persistence Storage'!CM96,0)","v":0},{"$f":"IF($D96=\"Full\",'Failure Persistence Storage'!CN96,0)","v":0},{"$f":"IF($D96=\"Full\",'Failure Persistence Storage'!CQ96,0)","v":0},{"$f":"IF($D96=\"Full\",'Failure Persistence Storage'!CR96,0)","v":0},{"$f":"IF($D96=\"Full\",'Failure Persistence Storage'!CU96,0)","v":0},{"$f":"IF($D96=\"Full\",'Failure Persistence Storage'!CV96,0)","v":0},{"$f":"IF($D96=\"Full\",'Failure Persistence Storage'!CY96,0)","v":0},{"$f":"IF($D96=\"Full\",'Failure Persistence Storage'!CZ96,0)","v":0},{"$f":"IF($D96=\"Full\",'Failure Persistence Storage'!DC96,0)","v":0},{"$f":"IF($D96=\"Full\",'Failure Persistence Storage'!DD96,0)","v":0},{"$f":"IF($D96=\"Full\",'Failure Persistence Storage'!DG96,0)","v":0},{"$f":"IF($D96=\"Full\",'Failure Persistence Storage'!DH96,0)","v":0},{"$f":"IF($D96=\"Full\",'Failure Persistence Storage'!DK96,0)","v":0},{"$f":"IF($D96=\"Full\",'Failure Persistence Storage'!DL96,0)","v":0},{"$f":"IF($D96=\"Full\",'Failure Persistence Storage'!DO96,0)","v":0},{"$f":"IF($D96=\"Full\",'Failure Persistence Storage'!DP96,0)","v":0},{"$f":"IF($D96=\"Full\",'Failure Persistence Storage'!DS96,0)","v":0},{"$f":"IF($D96=\"Full\",'Failure Persistence Storage'!DT96,0)","v":0},{"$f":"IF($D96=\"Full\",'Failure Persistence Storage'!DW96,0)","v":0},{"$f":"IF($D96=\"Full\",'Failure Persistence Storage'!DX96,0)","v":0},{"$f":"IF($D96=\"Full\",'Failure Persistence Storage'!EA96,0)","v":0},{"$f":"IF($D96=\"Full\",'Failure Persistence Storage'!EB96,0)","v":0},{"$f":"IF($D96=\"Full\",'Failure Persistence Storage'!EE96,0)","v":0},{"$f":"IF($D96=\"Full\",'Failure Persistence Storage'!EF96,0)","v":0},{"$f":"IF($D96=\"Full\",'Failure Persistence Storage'!EI96,0)","v":0},{"$f":"IF($D96=\"Full\",'Failure Persistence Storage'!EJ96,0)","v":0},{"$f":"IF($D96=\"Full\",'Failure Persistence Storage'!EM96,0)","v":0},{"$f":"IF($D96=\"Full\",'Failure Persistence Storage'!EN96,0)","v":0},{"$f":"IF($D96=\"Full\",'Failure Persistence Storage'!EQ96,0)","v":0},{"$f":"IF($D96=\"Full\",'Failure Persistence Storage'!ER96,0)","v":0},{"$f":"IF($D96=\"Full\",'Failure Persistence Storage'!EU96,0)","v":0},{"$f":"IF($D96=\"Full\",'Failure Persistence Storage'!EV96,0)","v":0},{"$f":"IF($D96=\"Full\",'Failure Persistence Storage'!EY96,0)","v":0},{"$f":"IF($D96=\"Full\",'Failure Persistence Storage'!EZ96,0)","v":0},{"$f":"IF($D96=\"Full\",'Failure Persistence Storage'!FC96,0)","v":0},{"$f":"IF($D96=\"Full\",'Failure Persistence Storage'!FD96,0)","v":0},{"$f":"IF($D96=\"Full\",'Failure Persistence Storage'!FG96,0)","v":0},{"$f":"IF($D96=\"Full\",'Failure Persistence Storage'!FH96,0)","v":0},{"$f":"IF($D96=\"Full\",'Failure Persistence Storage'!FK96,0)","v":0},{"$f":"IF($D96=\"Full\",'Failure Persistence Storage'!FL96,0)","v":0},{"$f":"IF($D96=\"Full\",'Failure Persistence Storage'!FO96,0)","v":0},{"$f":"IF($D96=\"Full\",'Failure Persistence Storage'!FP96,0)","v":0},{"$f":"IF($D96=\"Full\",'Failure Persistence Storage'!FS96,0)","v":0},{"$f":"IF($D96=\"Full\",'Failure Persistence Storage'!FT96,0)","v":0},{"$f":"IF($D96=\"Full\",'Failure Persistence Storage'!FW96,0)","v":0},{"$f":"IF($D96=\"Full\",'Failure Persistence Storage'!FX96,0)","v":0},{"$f":"IF($D96=\"Full\",'Failure Persistence Storage'!GA96,0)","v":0},{"$f":"IF($D96=\"Full\",'Failure Persistence Storage'!GB96,0)","v":0},{"$f":"IF($D96=\"Full\",'Failure Persistence Storage'!GE96,0)","v":0},{"$f":"IF($D96=\"Full\",'Failure Persistence Storage'!GF96,0)","v":0},{"$f":"IF($D96=\"Full\",'Failure Persistence Storage'!GI96,0)","v":0},{"$f":"IF($D96=\"Full\",'Failure Persistence Storage'!GJ96,0)","v":0},{"$f":"IF($D96=\"Full\",'Failure Persistence Storage'!GM96,0)","v":0},{"$f":"IF($D96=\"Full\",'Failure Persistence Storage'!GN96,0)","v":0},{"$f":"IF($D96=\"Full\",'Failure Persistence Storage'!GQ96,0)","v":0},{"$f":"IF($D96=\"Full\",'Failure Persistence Storage'!GR96,0)","v":0},{"$f":"IF($D96=\"Full\",'Failure Persistence Storage'!GU96,0)","v":0},{"$f":"IF($D96=\"Full\",'Failure Persistence Storage'!GV96,0)","v":0},{"$f":"IF($D96=\"Full\",'Failure Persistence Storage'!GY96,0)","v":0},{"$f":"IF($D96=\"Full\",'Failure Persistence Storage'!GZ96,0)","v":0},{"$f":"IF($D96=\"Full\",'Failure Persistence Storage'!HC96,0)","v":0},{"$f":"IF($D96=\"Full\",'Failure Persistence Storage'!HD96,0)","v":0},{"$f":"IF($D96=\"Full\",'Failure Persistence Storage'!HG96,0)","v":0},{"$f":"IF($D96=\"Full\",'Failure Persistence Storage'!HH96,0)","v":0},{"$f":"IF($D96=\"Full\",'Failure Persistence Storage'!HK96,0)","v":0},{"$f":"IF($D96=\"Full\",'Failure Persistence Storage'!HL96,0)","v":0},{"$f":"IF($D96=\"Full\",'Failure Persistence Storage'!HO96,0)","v":0}]
[null,null,null,null,null,null,null,null," ",null,null,null,null,null,null,null,null,null,null,null,null,null,null,null,null,null,null," "," "," "," "," "," "," "," "," "," "," "," "," "," "," "," "," "," "," "," "," "," "," "," "," "," "," "," "," "," "," "," "," "," "," "," "," "," "," "," "," "," "," "," "," "," "," "," "," "," "," "," "," "," "," "," "," "," "," "," "," "," "," "," "," "," "," "," "," "," "," "," "," "," "," "," "," "," "," "," "," "," "," "," "," "," "," "," "," "," "," "," "," "," "," "," "," "," "," "," "," "," "," "," "," "," "," "," "," "," "," "," "," "," "," "," "," "," "," "," "," "," "," "," "," "," "," "," "," "," "," "," "," "," "," "," "," "," "," "," "," "," "," "," "," "," "," "," "," "," "," "," "," "," "," "," "," "," "," "," "," "," "," "," "," "," "," "," "," "," "," "," "," "," "," "," "," "," "," "," "," "," "," "," "," "," "," "," "," "," "," "," "," "," "," "," ",null,{"$f":"IF($D97=\"Full\",'Failure Persistence Storage'!AB97,0)","v":0},{"$f":"IF($D97=\"Full\",'Failure Persistence Storage'!AE97,0)","v":0},{"$f":"IF($D97=\"Full\",'Failure Persistence Storage'!AF97,0)","v":0},{"$f":"IF($D97=\"Full\",'Failure Persistence Storage'!AI97,0)","v":0},{"$f":"IF($D97=\"Full\",'Failure Persistence Storage'!AJ97,0)","v":0},{"$f":"IF($D97=\"Full\",'Failure Persistence Storage'!AM97,0)","v":0},{"$f":"IF($D97=\"Full\",'Failure Persistence Storage'!AN97,0)","v":0},{"$f":"IF($D97=\"Full\",'Failure Persistence Storage'!AQ97,0)","v":0},{"$f":"IF($D97=\"Full\",'Failure Persistence Storage'!AR97,0)","v":0},{"$f":"IF($D97=\"Full\",'Failure Persistence Storage'!AU97,0)","v":0},{"$f":"IF($D97=\"Full\",'Failure Persistence Storage'!AV97,0)","v":0},{"$f":"IF($D97=\"Full\",'Failure Persistence Storage'!AY97,0)","v":0},{"$f":"IF($D97=\"Full\",'Failure Persistence Storage'!AZ97,0)","v":0},{"$f":"IF($D97=\"Full\",'Failure Persistence Storage'!BC97,0)","v":0},{"$f":"IF($D97=\"Full\",'Failure Persistence Storage'!BD97,0)","v":0},{"$f":"IF($D97=\"Full\",'Failure Persistence Storage'!BG97,0)","v":0},{"$f":"IF($D97=\"Full\",'Failure Persistence Storage'!BH97,0)","v":0},{"$f":"IF($D97=\"Full\",'Failure Persistence Storage'!BK97,0)","v":0},{"$f":"IF($D97=\"Full\",'Failure Persistence Storage'!BL97,0)","v":0},{"$f":"IF($D97=\"Full\",'Failure Persistence Storage'!BO97,0)","v":0},{"$f":"IF($D97=\"Full\",'Failure Persistence Storage'!BP97,0)","v":0},{"$f":"IF($D97=\"Full\",'Failure Persistence Storage'!BS97,0)","v":0},{"$f":"IF($D97=\"Full\",'Failure Persistence Storage'!BT97,0)","v":0},{"$f":"IF($D97=\"Full\",'Failure Persistence Storage'!BW97,0)","v":0},{"$f":"IF($D97=\"Full\",'Failure Persistence Storage'!BX97,0)","v":0},{"$f":"IF($D97=\"Full\",'Failure Persistence Storage'!CA97,0)","v":0},{"$f":"IF($D97=\"Full\",'Failure Persistence Storage'!CB97,0)","v":0},{"$f":"IF($D97=\"Full\",'Failure Persistence Storage'!CE97,0)","v":0},{"$f":"IF($D97=\"Full\",'Failure Persistence Storage'!CF97,0)","v":0},{"$f":"IF($D97=\"Full\",'Failure Persistence Storage'!CI97,0)","v":0},{"$f":"IF($D97=\"Full\",'Failure Persistence Storage'!CJ97,0)","v":0},{"$f":"IF($D97=\"Full\",'Failure Persistence Storage'!CM97,0)","v":0},{"$f":"IF($D97=\"Full\",'Failure Persistence Storage'!CN97,0)","v":0},{"$f":"IF($D97=\"Full\",'Failure Persistence Storage'!CQ97,0)","v":0},{"$f":"IF($D97=\"Full\",'Failure Persistence Storage'!CR97,0)","v":0},{"$f":"IF($D97=\"Full\",'Failure Persistence Storage'!CU97,0)","v":0},{"$f":"IF($D97=\"Full\",'Failure Persistence Storage'!CV97,0)","v":0},{"$f":"IF($D97=\"Full\",'Failure Persistence Storage'!CY97,0)","v":0},{"$f":"IF($D97=\"Full\",'Failure Persistence Storage'!CZ97,0)","v":0},{"$f":"IF($D97=\"Full\",'Failure Persistence Storage'!DC97,0)","v":0},{"$f":"IF($D97=\"Full\",'Failure Persistence Storage'!DD97,0)","v":0},{"$f":"IF($D97=\"Full\",'Failure Persistence Storage'!DG97,0)","v":0},{"$f":"IF($D97=\"Full\",'Failure Persistence Storage'!DH97,0)","v":0},{"$f":"IF($D97=\"Full\",'Failure Persistence Storage'!DK97,0)","v":0},{"$f":"IF($D97=\"Full\",'Failure Persistence Storage'!DL97,0)","v":0},{"$f":"IF($D97=\"Full\",'Failure Persistence Storage'!DO97,0)","v":0},{"$f":"IF($D97=\"Full\",'Failure Persistence Storage'!DP97,0)","v":0},{"$f":"IF($D97=\"Full\",'Failure Persistence Storage'!DS97,0)","v":0},{"$f":"IF($D97=\"Full\",'Failure Persistence Storage'!DT97,0)","v":0},{"$f":"IF($D97=\"Full\",'Failure Persistence Storage'!DW97,0)","v":0},{"$f":"IF($D97=\"Full\",'Failure Persistence Storage'!DX97,0)","v":0},{"$f":"IF($D97=\"Full\",'Failure Persistence Storage'!EA97,0)","v":0},{"$f":"IF($D97=\"Full\",'Failure Persistence Storage'!EB97,0)","v":0},{"$f":"IF($D97=\"Full\",'Failure Persistence Storage'!EE97,0)","v":0},{"$f":"IF($D97=\"Full\",'Failure Persistence Storage'!EF97,0)","v":0},{"$f":"IF($D97=\"Full\",'Failure Persistence Storage'!EI97,0)","v":0},{"$f":"IF($D97=\"Full\",'Failure Persistence Storage'!EJ97,0)","v":0},{"$f":"IF($D97=\"Full\",'Failure Persistence Storage'!EM97,0)","v":0},{"$f":"IF($D97=\"Full\",'Failure Persistence Storage'!EN97,0)","v":0},{"$f":"IF($D97=\"Full\",'Failure Persistence Storage'!EQ97,0)","v":0},{"$f":"IF($D97=\"Full\",'Failure Persistence Storage'!ER97,0)","v":0},{"$f":"IF($D97=\"Full\",'Failure Persistence Storage'!EU97,0)","v":0},{"$f":"IF($D97=\"Full\",'Failure Persistence Storage'!EV97,0)","v":0},{"$f":"IF($D97=\"Full\",'Failure Persistence Storage'!EY97,0)","v":0},{"$f":"IF($D97=\"Full\",'Failure Persistence Storage'!EZ97,0)","v":0},{"$f":"IF($D97=\"Full\",'Failure Persistence Storage'!FC97,0)","v":0},{"$f":"IF($D97=\"Full\",'Failure Persistence Storage'!FD97,0)","v":0},{"$f":"IF($D97=\"Full\",'Failure Persistence Storage'!FG97,0)","v":0},{"$f":"IF($D97=\"Full\",'Failure Persistence Storage'!FH97,0)","v":0},{"$f":"IF($D97=\"Full\",'Failure Persistence Storage'!FK97,0)","v":0},{"$f":"IF($D97=\"Full\",'Failure Persistence Storage'!FL97,0)","v":0},{"$f":"IF($D97=\"Full\",'Failure Persistence Storage'!FO97,0)","v":0},{"$f":"IF($D97=\"Full\",'Failure Persistence Storage'!FP97,0)","v":0},{"$f":"IF($D97=\"Full\",'Failure Persistence Storage'!FS97,0)","v":0},{"$f":"IF($D97=\"Full\",'Failure Persistence Storage'!FT97,0)","v":0},{"$f":"IF($D97=\"Full\",'Failure Persistence Storage'!FW97,0)","v":0},{"$f":"IF($D97=\"Full\",'Failure Persistence Storage'!FX97,0)","v":0},{"$f":"IF($D97=\"Full\",'Failure Persistence Storage'!GA97,0)","v":0},{"$f":"IF($D97=\"Full\",'Failure Persistence Storage'!GB97,0)","v":0},{"$f":"IF($D97=\"Full\",'Failure Persistence Storage'!GE97,0)","v":0},{"$f":"IF($D97=\"Full\",'Failure Persistence Storage'!GF97,0)","v":0},{"$f":"IF($D97=\"Full\",'Failure Persistence Storage'!GI97,0)","v":0},{"$f":"IF($D97=\"Full\",'Failure Persistence Storage'!GJ97,0)","v":0},{"$f":"IF($D97=\"Full\",'Failure Persistence Storage'!GM97,0)","v":0},{"$f":"IF($D97=\"Full\",'Failure Persistence Storage'!GN97,0)","v":0},{"$f":"IF($D97=\"Full\",'Failure Persistence Storage'!GQ97,0)","v":0},{"$f":"IF($D97=\"Full\",'Failure Persistence Storage'!GR97,0)","v":0},{"$f":"IF($D97=\"Full\",'Failure Persistence Storage'!GU97,0)","v":0},{"$f":"IF($D97=\"Full\",'Failure Persistence Storage'!GV97,0)","v":0},{"$f":"IF($D97=\"Full\",'Failure Persistence Storage'!GY97,0)","v":0},{"$f":"IF($D97=\"Full\",'Failure Persistence Storage'!GZ97,0)","v":0},{"$f":"IF($D97=\"Full\",'Failure Persistence Storage'!HC97,0)","v":0},{"$f":"IF($D97=\"Full\",'Failure Persistence Storage'!HD97,0)","v":0},{"$f":"IF($D97=\"Full\",'Failure Persistence Storage'!HG97,0)","v":0},{"$f":"IF($D97=\"Full\",'Failure Persistence Storage'!HH97,0)","v":0},{"$f":"IF($D97=\"Full\",'Failure Persistence Storage'!HK97,0)","v":0},{"$f":"IF($D97=\"Full\",'Failure Persistence Storage'!HL97,0)","v":0},{"$f":"IF($D97=\"Full\",'Failure Persistence Storage'!HO97,0)","v":0}]
[null,null,null,null,null,null,null,null," ",null,null,null,null,null,null,null,null,null,null,null,null,null,null,null,null,null,null," "," "," "," "," "," "," "," "," "," "," "," "," "," "," "," "," "," "," "," "," "," "," "," "," "," "," "," "," "," "," "," "," "," "," "," "," "," "," "," "," "," "," "," "," "," "," "," "," "," "," "," "," "," "," "," "," "," "," "," "," "," "," "," "," "," "," "," "," "," "," "," "," "," "," "," "," "," "," "," "," "," "," "," "," "," "," "," "," "," "," "," "," "," "," "," "," "," "," "," "," "," "," "," "," "," "," "," "," "," "," "," "," "," "," "," "," "," "," "," "," "," "," "," "," "," "," "," "," "," "," "," "," "," "," "," "," "," "," "," "," "," "," "," "," "," "," "," "," "," "," "," "," "," "," "," "," "," "," "," "," "," "," "," "," "," "," "," "," "," "," "," "," "," "," "," "," "," "," "," "," "," "," "," "," "," "," "," "," "," "," "," "," "," "," "," ",null,{"$f":"IF($D98=\"Full\",'Failure Persistence Storage'!AB98,0)","v":0},{"$f":"IF($D98=\"Full\",'Failure Persistence Storage'!AE98,0)","v":0},{"$f":"IF($D98=\"Full\",'Failure Persistence Storage'!AF98,0)","v":0},{"$f":"IF($D98=\"Full\",'Failure Persistence Storage'!AI98,0)","v":0},{"$f":"IF($D98=\"Full\",'Failure Persistence Storage'!AJ98,0)","v":0},{"$f":"IF($D98=\"Full\",'Failure Persistence Storage'!AM98,0)","v":0},{"$f":"IF($D98=\"Full\",'Failure Persistence Storage'!AN98,0)","v":0},{"$f":"IF($D98=\"Full\",'Failure Persistence Storage'!AQ98,0)","v":0},{"$f":"IF($D98=\"Full\",'Failure Persistence Storage'!AR98,0)","v":0},{"$f":"IF($D98=\"Full\",'Failure Persistence Storage'!AU98,0)","v":0},{"$f":"IF($D98=\"Full\",'Failure Persistence Storage'!AV98,0)","v":0},{"$f":"IF($D98=\"Full\",'Failure Persistence Storage'!AY98,0)","v":0},{"$f":"IF($D98=\"Full\",'Failure Persistence Storage'!AZ98,0)","v":0},{"$f":"IF($D98=\"Full\",'Failure Persistence Storage'!BC98,0)","v":0},{"$f":"IF($D98=\"Full\",'Failure Persistence Storage'!BD98,0)","v":0},{"$f":"IF($D98=\"Full\",'Failure Persistence Storage'!BG98,0)","v":0},{"$f":"IF($D98=\"Full\",'Failure Persistence Storage'!BH98,0)","v":0},{"$f":"IF($D98=\"Full\",'Failure Persistence Storage'!BK98,0)","v":0},{"$f":"IF($D98=\"Full\",'Failure Persistence Storage'!BL98,0)","v":0},{"$f":"IF($D98=\"Full\",'Failure Persistence Storage'!BO98,0)","v":0},{"$f":"IF($D98=\"Full\",'Failure Persistence Storage'!BP98,0)","v":0},{"$f":"IF($D98=\"Full\",'Failure Persistence Storage'!BS98,0)","v":0},{"$f":"IF($D98=\"Full\",'Failure Persistence Storage'!BT98,0)","v":0},{"$f":"IF($D98=\"Full\",'Failure Persistence Storage'!BW98,0)","v":0},{"$f":"IF($D98=\"Full\",'Failure Persistence Storage'!BX98,0)","v":0},{"$f":"IF($D98=\"Full\",'Failure Persistence Storage'!CA98,0)","v":0},{"$f":"IF($D98=\"Full\",'Failure Persistence Storage'!CB98,0)","v":0},{"$f":"IF($D98=\"Full\",'Failure Persistence Storage'!CE98,0)","v":0},{"$f":"IF($D98=\"Full\",'Failure Persistence Storage'!CF98,0)","v":0},{"$f":"IF($D98=\"Full\",'Failure Persistence Storage'!CI98,0)","v":0},{"$f":"IF($D98=\"Full\",'Failure Persistence Storage'!CJ98,0)","v":0},{"$f":"IF($D98=\"Full\",'Failure Persistence Storage'!CM98,0)","v":0},{"$f":"IF($D98=\"Full\",'Failure Persistence Storage'!CN98,0)","v":0},{"$f":"IF($D98=\"Full\",'Failure Persistence Storage'!CQ98,0)","v":0},{"$f":"IF($D98=\"Full\",'Failure Persistence Storage'!CR98,0)","v":0},{"$f":"IF($D98=\"Full\",'Failure Persistence Storage'!CU98,0)","v":0},{"$f":"IF($D98=\"Full\",'Failure Persistence Storage'!CV98,0)","v":0},{"$f":"IF($D98=\"Full\",'Failure Persistence Storage'!CY98,0)","v":0},{"$f":"IF($D98=\"Full\",'Failure Persistence Storage'!CZ98,0)","v":0},{"$f":"IF($D98=\"Full\",'Failure Persistence Storage'!DC98,0)","v":0},{"$f":"IF($D98=\"Full\",'Failure Persistence Storage'!DD98,0)","v":0},{"$f":"IF($D98=\"Full\",'Failure Persistence Storage'!DG98,0)","v":0},{"$f":"IF($D98=\"Full\",'Failure Persistence Storage'!DH98,0)","v":0},{"$f":"IF($D98=\"Full\",'Failure Persistence Storage'!DK98,0)","v":0},{"$f":"IF($D98=\"Full\",'Failure Persistence Storage'!DL98,0)","v":0},{"$f":"IF($D98=\"Full\",'Failure Persistence Storage'!DO98,0)","v":0},{"$f":"IF($D98=\"Full\",'Failure Persistence Storage'!DP98,0)","v":0},{"$f":"IF($D98=\"Full\",'Failure Persistence Storage'!DS98,0)","v":0},{"$f":"IF($D98=\"Full\",'Failure Persistence Storage'!DT98,0)","v":0},{"$f":"IF($D98=\"Full\",'Failure Persistence Storage'!DW98,0)","v":0},{"$f":"IF($D98=\"Full\",'Failure Persistence Storage'!DX98,0)","v":0},{"$f":"IF($D98=\"Full\",'Failure Persistence Storage'!EA98,0)","v":0},{"$f":"IF($D98=\"Full\",'Failure Persistence Storage'!EB98,0)","v":0},{"$f":"IF($D98=\"Full\",'Failure Persistence Storage'!EE98,0)","v":0},{"$f":"IF($D98=\"Full\",'Failure Persistence Storage'!EF98,0)","v":0},{"$f":"IF($D98=\"Full\",'Failure Persistence Storage'!EI98,0)","v":0},{"$f":"IF($D98=\"Full\",'Failure Persistence Storage'!EJ98,0)","v":0},{"$f":"IF($D98=\"Full\",'Failure Persistence Storage'!EM98,0)","v":0},{"$f":"IF($D98=\"Full\",'Failure Persistence Storage'!EN98,0)","v":0},{"$f":"IF($D98=\"Full\",'Failure Persistence Storage'!EQ98,0)","v":0},{"$f":"IF($D98=\"Full\",'Failure Persistence Storage'!ER98,0)","v":0},{"$f":"IF($D98=\"Full\",'Failure Persistence Storage'!EU98,0)","v":0},{"$f":"IF($D98=\"Full\",'Failure Persistence Storage'!EV98,0)","v":0},{"$f":"IF($D98=\"Full\",'Failure Persistence Storage'!EY98,0)","v":0},{"$f":"IF($D98=\"Full\",'Failure Persistence Storage'!EZ98,0)","v":0},{"$f":"IF($D98=\"Full\",'Failure Persistence Storage'!FC98,0)","v":0},{"$f":"IF($D98=\"Full\",'Failure Persistence Storage'!FD98,0)","v":0},{"$f":"IF($D98=\"Full\",'Failure Persistence Storage'!FG98,0)","v":0},{"$f":"IF($D98=\"Full\",'Failure Persistence Storage'!FH98,0)","v":0},{"$f":"IF($D98=\"Full\",'Failure Persistence Storage'!FK98,0)","v":0},{"$f":"IF($D98=\"Full\",'Failure Persistence Storage'!FL98,0)","v":0},{"$f":"IF($D98=\"Full\",'Failure Persistence Storage'!FO98,0)","v":0},{"$f":"IF($D98=\"Full\",'Failure Persistence Storage'!FP98,0)","v":0},{"$f":"IF($D98=\"Full\",'Failure Persistence Storage'!FS98,0)","v":0},{"$f":"IF($D98=\"Full\",'Failure Persistence Storage'!FT98,0)","v":0},{"$f":"IF($D98=\"Full\",'Failure Persistence Storage'!FW98,0)","v":0},{"$f":"IF($D98=\"Full\",'Failure Persistence Storage'!FX98,0)","v":0},{"$f":"IF($D98=\"Full\",'Failure Persistence Storage'!GA98,0)","v":0},{"$f":"IF($D98=\"Full\",'Failure Persistence Storage'!GB98,0)","v":0},{"$f":"IF($D98=\"Full\",'Failure Persistence Storage'!GE98,0)","v":0},{"$f":"IF($D98=\"Full\",'Failure Persistence Storage'!GF98,0)","v":0},{"$f":"IF($D98=\"Full\",'Failure Persistence Storage'!GI98,0)","v":0},{"$f":"IF($D98=\"Full\",'Failure Persistence Storage'!GJ98,0)","v":0},{"$f":"IF($D98=\"Full\",'Failure Persistence Storage'!GM98,0)","v":0},{"$f":"IF($D98=\"Full\",'Failure Persistence Storage'!GN98,0)","v":0},{"$f":"IF($D98=\"Full\",'Failure Persistence Storage'!GQ98,0)","v":0},{"$f":"IF($D98=\"Full\",'Failure Persistence Storage'!GR98,0)","v":0},{"$f":"IF($D98=\"Full\",'Failure Persistence Storage'!GU98,0)","v":0},{"$f":"IF($D98=\"Full\",'Failure Persistence Storage'!GV98,0)","v":0},{"$f":"IF($D98=\"Full\",'Failure Persistence Storage'!GY98,0)","v":0},{"$f":"IF($D98=\"Full\",'Failure Persistence Storage'!GZ98,0)","v":0},{"$f":"IF($D98=\"Full\",'Failure Persistence Storage'!HC98,0)","v":0},{"$f":"IF($D98=\"Full\",'Failure Persistence Storage'!HD98,0)","v":0},{"$f":"IF($D98=\"Full\",'Failure Persistence Storage'!HG98,0)","v":0},{"$f":"IF($D98=\"Full\",'Failure Persistence Storage'!HH98,0)","v":0},{"$f":"IF($D98=\"Full\",'Failure Persistence Storage'!HK98,0)","v":0},{"$f":"IF($D98=\"Full\",'Failure Persistence Storage'!HL98,0)","v":0},{"$f":"IF($D98=\"Full\",'Failure Persistence Storage'!HO98,0)","v":0}]
[null,null,null,null,null,null,null,null," ",null,null,null,null,null,null,null,null,null,null,null,null,null,null,null,null,null,null," "," "," "," "," "," "," "," "," "," "," "," "," "," "," "," "," "," "," "," "," "," "," "," "," "," "," "," "," "," "," "," "," "," "," "," "," "," "," "," "," "," "," "," "," "," "," "," "," "," "," "," "," "," "," "," "," "," "," "," "," "," "," "," "," "," "," "," "," "," "," "," "," "," "," "," "," "," "," "," "," "," "," "," "," "," "," "," "," "," "," "," "," "," "," "," "," "," "," "," "," "," "," "," "," "," "," "," "," "," "," "," "," "," "," "," "," "," "," "," "," "," "," "," "," "," "," "," "," "," "," "," "," "," "," "," "," "," "," "," "," "," "," "," "," "," "," "," "," "," "," "," "," "," "," "," "," "," "," "," "," "," "," "," "," "," "," "," "," "," "," "," "," "," "," "," "," "," "," "," "," "," "," "," "," "," "," "," "," "," "," "," "," "," "," "," ",null,{"$f":"IF($D99=\"Full\",'Failure Persistence Storage'!AB99,0)","v":0},{"$f":"IF($D99=\"Full\",'Failure Persistence Storage'!AE99,0)","v":0},{"$f":"IF($D99=\"Full\",'Failure Persistence Storage'!AF99,0)","v":0},{"$f":"IF($D99=\"Full\",'Failure Persistence Storage'!AI99,0)","v":0},{"$f":"IF($D99=\"Full\",'Failure Persistence Storage'!AJ99,0)","v":0},{"$f":"IF($D99=\"Full\",'Failure Persistence Storage'!AM99,0)","v":0},{"$f":"IF($D99=\"Full\",'Failure Persistence Storage'!AN99,0)","v":0},{"$f":"IF($D99=\"Full\",'Failure Persistence Storage'!AQ99,0)","v":0},{"$f":"IF($D99=\"Full\",'Failure Persistence Storage'!AR99,0)","v":0},{"$f":"IF($D99=\"Full\",'Failure Persistence Storage'!AU99,0)","v":0},{"$f":"IF($D99=\"Full\",'Failure Persistence Storage'!AV99,0)","v":0},{"$f":"IF($D99=\"Full\",'Failure Persistence Storage'!AY99,0)","v":0},{"$f":"IF($D99=\"Full\",'Failure Persistence Storage'!AZ99,0)","v":0},{"$f":"IF($D99=\"Full\",'Failure Persistence Storage'!BC99,0)","v":0},{"$f":"IF($D99=\"Full\",'Failure Persistence Storage'!BD99,0)","v":0},{"$f":"IF($D99=\"Full\",'Failure Persistence Storage'!BG99,0)","v":0},{"$f":"IF($D99=\"Full\",'Failure Persistence Storage'!BH99,0)","v":0},{"$f":"IF($D99=\"Full\",'Failure Persistence Storage'!BK99,0)","v":0},{"$f":"IF($D99=\"Full\",'Failure Persistence Storage'!BL99,0)","v":0},{"$f":"IF($D99=\"Full\",'Failure Persistence Storage'!BO99,0)","v":0},{"$f":"IF($D99=\"Full\",'Failure Persistence Storage'!BP99,0)","v":0},{"$f":"IF($D99=\"Full\",'Failure Persistence Storage'!BS99,0)","v":0},{"$f":"IF($D99=\"Full\",'Failure Persistence Storage'!BT99,0)","v":0},{"$f":"IF($D99=\"Full\",'Failure Persistence Storage'!BW99,0)","v":0},{"$f":"IF($D99=\"Full\",'Failure Persistence Storage'!BX99,0)","v":0},{"$f":"IF($D99=\"Full\",'Failure Persistence Storage'!CA99,0)","v":0},{"$f":"IF($D99=\"Full\",'Failure Persistence Storage'!CB99,0)","v":0},{"$f":"IF($D99=\"Full\",'Failure Persistence Storage'!CE99,0)","v":0},{"$f":"IF($D99=\"Full\",'Failure Persistence Storage'!CF99,0)","v":0},{"$f":"IF($D99=\"Full\",'Failure Persistence Storage'!CI99,0)","v":0},{"$f":"IF($D99=\"Full\",'Failure Persistence Storage'!CJ99,0)","v":0},{"$f":"IF($D99=\"Full\",'Failure Persistence Storage'!CM99,0)","v":0},{"$f":"IF($D99=\"Full\",'Failure Persistence Storage'!CN99,0)","v":0},{"$f":"IF($D99=\"Full\",'Failure Persistence Storage'!CQ99,0)","v":0},{"$f":"IF($D99=\"Full\",'Failure Persistence Storage'!CR99,0)","v":0},{"$f":"IF($D99=\"Full\",'Failure Persistence Storage'!CU99,0)","v":0},{"$f":"IF($D99=\"Full\",'Failure Persistence Storage'!CV99,0)","v":0},{"$f":"IF($D99=\"Full\",'Failure Persistence Storage'!CY99,0)","v":0},{"$f":"IF($D99=\"Full\",'Failure Persistence Storage'!CZ99,0)","v":0},{"$f":"IF($D99=\"Full\",'Failure Persistence Storage'!DC99,0)","v":0},{"$f":"IF($D99=\"Full\",'Failure Persistence Storage'!DD99,0)","v":0},{"$f":"IF($D99=\"Full\",'Failure Persistence Storage'!DG99,0)","v":0},{"$f":"IF($D99=\"Full\",'Failure Persistence Storage'!DH99,0)","v":0},{"$f":"IF($D99=\"Full\",'Failure Persistence Storage'!DK99,0)","v":0},{"$f":"IF($D99=\"Full\",'Failure Persistence Storage'!DL99,0)","v":0},{"$f":"IF($D99=\"Full\",'Failure Persistence Storage'!DO99,0)","v":0},{"$f":"IF($D99=\"Full\",'Failure Persistence Storage'!DP99,0)","v":0},{"$f":"IF($D99=\"Full\",'Failure Persistence Storage'!DS99,0)","v":0},{"$f":"IF($D99=\"Full\",'Failure Persistence Storage'!DT99,0)","v":0},{"$f":"IF($D99=\"Full\",'Failure Persistence Storage'!DW99,0)","v":0},{"$f":"IF($D99=\"Full\",'Failure Persistence Storage'!DX99,0)","v":0},{"$f":"IF($D99=\"Full\",'Failure Persistence Storage'!EA99,0)","v":0},{"$f":"IF($D99=\"Full\",'Failure Persistence Storage'!EB99,0)","v":0},{"$f":"IF($D99=\"Full\",'Failure Persistence Storage'!EE99,0)","v":0},{"$f":"IF($D99=\"Full\",'Failure Persistence Storage'!EF99,0)","v":0},{"$f":"IF($D99=\"Full\",'Failure Persistence Storage'!EI99,0)","v":0},{"$f":"IF($D99=\"Full\",'Failure Persistence Storage'!EJ99,0)","v":0},{"$f":"IF($D99=\"Full\",'Failure Persistence Storage'!EM99,0)","v":0},{"$f":"IF($D99=\"Full\",'Failure Persistence Storage'!EN99,0)","v":0},{"$f":"IF($D99=\"Full\",'Failure Persistence Storage'!EQ99,0)","v":0},{"$f":"IF($D99=\"Full\",'Failure Persistence Storage'!ER99,0)","v":0},{"$f":"IF($D99=\"Full\",'Failure Persistence Storage'!EU99,0)","v":0},{"$f":"IF($D99=\"Full\",'Failure Persistence Storage'!EV99,0)","v":0},{"$f":"IF($D99=\"Full\",'Failure Persistence Storage'!EY99,0)","v":0},{"$f":"IF($D99=\"Full\",'Failure Persistence Storage'!EZ99,0)","v":0},{"$f":"IF($D99=\"Full\",'Failure Persistence Storage'!FC99,0)","v":0},{"$f":"IF($D99=\"Full\",'Failure Persistence Storage'!FD99,0)","v":0},{"$f":"IF($D99=\"Full\",'Failure Persistence Storage'!FG99,0)","v":0},{"$f":"IF($D99=\"Full\",'Failure Persistence Storage'!FH99,0)","v":0},{"$f":"IF($D99=\"Full\",'Failure Persistence Storage'!FK99,0)","v":0},{"$f":"IF($D99=\"Full\",'Failure Persistence Storage'!FL99,0)","v":0},{"$f":"IF($D99=\"Full\",'Failure Persistence Storage'!FO99,0)","v":0},{"$f":"IF($D99=\"Full\",'Failure Persistence Storage'!FP99,0)","v":0},{"$f":"IF($D99=\"Full\",'Failure Persistence Storage'!FS99,0)","v":0},{"$f":"IF($D99=\"Full\",'Failure Persistence Storage'!FT99,0)","v":0},{"$f":"IF($D99=\"Full\",'Failure Persistence Storage'!FW99,0)","v":0},{"$f":"IF($D99=\"Full\",'Failure Persistence Storage'!FX99,0)","v":0},{"$f":"IF($D99=\"Full\",'Failure Persistence Storage'!GA99,0)","v":0},{"$f":"IF($D99=\"Full\",'Failure Persistence Storage'!GB99,0)","v":0},{"$f":"IF($D99=\"Full\",'Failure Persistence Storage'!GE99,0)","v":0},{"$f":"IF($D99=\"Full\",'Failure Persistence Storage'!GF99,0)","v":0},{"$f":"IF($D99=\"Full\",'Failure Persistence Storage'!GI99,0)","v":0},{"$f":"IF($D99=\"Full\",'Failure Persistence Storage'!GJ99,0)","v":0},{"$f":"IF($D99=\"Full\",'Failure Persistence Storage'!GM99,0)","v":0},{"$f":"IF($D99=\"Full\",'Failure Persistence Storage'!GN99,0)","v":0},{"$f":"IF($D99=\"Full\",'Failure Persistence Storage'!GQ99,0)","v":0},{"$f":"IF($D99=\"Full\",'Failure Persistence Storage'!GR99,0)","v":0},{"$f":"IF($D99=\"Full\",'Failure Persistence Storage'!GU99,0)","v":0},{"$f":"IF($D99=\"Full\",'Failure Persistence Storage'!GV99,0)","v":0},{"$f":"IF($D99=\"Full\",'Failure Persistence Storage'!GY99,0)","v":0},{"$f":"IF($D99=\"Full\",'Failure Persistence Storage'!GZ99,0)","v":0},{"$f":"IF($D99=\"Full\",'Failure Persistence Storage'!HC99,0)","v":0},{"$f":"IF($D99=\"Full\",'Failure Persistence Storage'!HD99,0)","v":0},{"$f":"IF($D99=\"Full\",'Failure Persistence Storage'!HG99,0)","v":0},{"$f":"IF($D99=\"Full\",'Failure Persistence Storage'!HH99,0)","v":0},{"$f":"IF($D99=\"Full\",'Failure Persistence Storage'!HK99,0)","v":0},{"$f":"IF($D99=\"Full\",'Failure Persistence Storage'!HL99,0)","v":0},{"$f":"IF($D99=\"Full\",'Failure Persistence Storage'!HO99,0)","v":0}]
[null,null,null,null,null,null,null,null," ",null,null,null,null,null,null,null,null,null,null,null,null,null,null,null,null,null,null," "," "," "," "," "," "," "," "," "," "," "," "," "," "," "," "," "," "," "," "," "," "," "," "," "," "," "," "," "," "," "," "," "," "," "," "," "," "," "," "," "," "," "," "," "," "," "," "," "," "," "," "," "," "," "," "," "," "," "," "," "," "," "," "," "," "," "," "," "," "," "," "," "," "," "," "," "," "," "," "," "," "," "," "," "," "," "," "," "," "," "," "," "," "," "," "," "," "," "," "," "," "," "," "," "," "," "," "," "," "," "," "," "," "," "," "," "," "," "," "," "," "," "," "," "," "," "," "," "," "," "," "," "," "," "," "," "," "," "," "," "," "," "," "," "," "," "," "," "," "," "," "," "," "," "," "," "," "," "," "," "," "," "," "," "," "," "," "," "," "," "," "," "," "," "," "," "," "," "," "," "," "," "," "," "," "," "," "," "," "," "," "," "," "," "," ",null,{"$f":"IF($D100=\"Full\",'Failure Persistence Storage'!AB100,0)","v":0},{"$f":"IF($D100=\"Full\",'Failure Persistence Storage'!AE100,0)","v":0},{"$f":"IF($D100=\"Full\",'Failure Persistence Storage'!AF100,0)","v":0},{"$f":"IF($D100=\"Full\",'Failure Persistence Storage'!AI100,0)","v":0},{"$f":"IF($D100=\"Full\",'Failure Persistence Storage'!AJ100,0)","v":0},{"$f":"IF($D100=\"Full\",'Failure Persistence Storage'!AM100,0)","v":0},{"$f":"IF($D100=\"Full\",'Failure Persistence Storage'!AN100,0)","v":0},{"$f":"IF($D100=\"Full\",'Failure Persistence Storage'!AQ100,0)","v":0},{"$f":"IF($D100=\"Full\",'Failure Persistence Storage'!AR100,0)","v":0},{"$f":"IF($D100=\"Full\",'Failure Persistence Storage'!AU100,0)","v":0},{"$f":"IF($D100=\"Full\",'Failure Persistence Storage'!AV100,0)","v":0},{"$f":"IF($D100=\"Full\",'Failure Persistence Storage'!AY100,0)","v":0},{"$f":"IF($D100=\"Full\",'Failure Persistence Storage'!AZ100,0)","v":0},{"$f":"IF($D100=\"Full\",'Failure Persistence Storage'!BC100,0)","v":0},{"$f":"IF($D100=\"Full\",'Failure Persistence Storage'!BD100,0)","v":0},{"$f":"IF($D100=\"Full\",'Failure Persistence Storage'!BG100,0)","v":0},{"$f":"IF($D100=\"Full\",'Failure Persistence Storage'!BH100,0)","v":0},{"$f":"IF($D100=\"Full\",'Failure Persistence Storage'!BK100,0)","v":0},{"$f":"IF($D100=\"Full\",'Failure Persistence Storage'!BL100,0)","v":0},{"$f":"IF($D100=\"Full\",'Failure Persistence Storage'!BO100,0)","v":0},{"$f":"IF($D100=\"Full\",'Failure Persistence Storage'!BP100,0)","v":0},{"$f":"IF($D100=\"Full\",'Failure Persistence Storage'!BS100,0)","v":0},{"$f":"IF($D100=\"Full\",'Failure Persistence Storage'!BT100,0)","v":0},{"$f":"IF($D100=\"Full\",'Failure Persistence Storage'!BW100,0)","v":0},{"$f":"IF($D100=\"Full\",'Failure Persistence Storage'!BX100,0)","v":0},{"$f":"IF($D100=\"Full\",'Failure Persistence Storage'!CA100,0)","v":0},{"$f":"IF($D100=\"Full\",'Failure Persistence Storage'!CB100,0)","v":0},{"$f":"IF($D100=\"Full\",'Failure Persistence Storage'!CE100,0)","v":0},{"$f":"IF($D100=\"Full\",'Failure Persistence Storage'!CF100,0)","v":0},{"$f":"IF($D100=\"Full\",'Failure Persistence Storage'!CI100,0)","v":0},{"$f":"IF($D100=\"Full\",'Failure Persistence Storage'!CJ100,0)","v":0},{"$f":"IF($D100=\"Full\",'Failure Persistence Storage'!CM100,0)","v":0},{"$f":"IF($D100=\"Full\",'Failure Persistence Storage'!CN100,0)","v":0},{"$f":"IF($D100=\"Full\",'Failure Persistence Storage'!CQ100,0)","v":0},{"$f":"IF($D100=\"Full\",'Failure Persistence Storage'!CR100,0)","v":0},{"$f":"IF($D100=\"Full\",'Failure Persistence Storage'!CU100,0)","v":0},{"$f":"IF($D100=\"Full\",'Failure Persistence Storage'!CV100,0)","v":0},{"$f":"IF($D100=\"Full\",'Failure Persistence Storage'!CY100,0)","v":0},{"$f":"IF($D100=\"Full\",'Failure Persistence Storage'!CZ100,0)","v":0},{"$f":"IF($D100=\"Full\",'Failure Persistence Storage'!DC100,0)","v":0},{"$f":"IF($D100=\"Full\",'Failure Persistence Storage'!DD100,0)","v":0},{"$f":"IF($D100=\"Full\",'Failure Persistence Storage'!DG100,0)","v":0},{"$f":"IF($D100=\"Full\",'Failure Persistence Storage'!DH100,0)","v":0},{"$f":"IF($D100=\"Full\",'Failure Persistence Storage'!DK100,0)","v":0},{"$f":"IF($D100=\"Full\",'Failure Persistence Storage'!DL100,0)","v":0},{"$f":"IF($D100=\"Full\",'Failure Persistence Storage'!DO100,0)","v":0},{"$f":"IF($D100=\"Full\",'Failure Persistence Storage'!DP100,0)","v":0},{"$f":"IF($D100=\"Full\",'Failure Persistence Storage'!DS100,0)","v":0},{"$f":"IF($D100=\"Full\",'Failure Persistence Storage'!DT100,0)","v":0},{"$f":"IF($D100=\"Full\",'Failure Persistence Storage'!DW100,0)","v":0},{"$f":"IF($D100=\"Full\",'Failure Persistence Storage'!DX100,0)","v":0},{"$f":"IF($D100=\"Full\",'Failure Persistence Storage'!EA100,0)","v":0},{"$f":"IF($D100=\"Full\",'Failure Persistence Storage'!EB100,0)","v":0},{"$f":"IF($D100=\"Full\",'Failure Persistence Storage'!EE100,0)","v":0},{"$f":"IF($D100=\"Full\",'Failure Persistence Storage'!EF100,0)","v":0},{"$f":"IF($D100=\"Full\",'Failure Persistence Storage'!EI100,0)","v":0},{"$f":"IF($D100=\"Full\",'Failure Persistence Storage'!EJ100,0)","v":0},{"$f":"IF($D100=\"Full\",'Failure Persistence Storage'!EM100,0)","v":0},{"$f":"IF($D100=\"Full\",'Failure Persistence Storage'!EN100,0)","v":0},{"$f":"IF($D100=\"Full\",'Failure Persistence Storage'!EQ100,0)","v":0},{"$f":"IF($D100=\"Full\",'Failure Persistence Storage'!ER100,0)","v":0},{"$f":"IF($D100=\"Full\",'Failure Persistence Storage'!EU100,0)","v":0},{"$f":"IF($D100=\"Full\",'Failure Persistence Storage'!EV100,0)","v":0},{"$f":"IF($D100=\"Full\",'Failure Persistence Storage'!EY100,0)","v":0},{"$f":"IF($D100=\"Full\",'Failure Persistence Storage'!EZ100,0)","v":0},{"$f":"IF($D100=\"Full\",'Failure Persistence Storage'!FC100,0)","v":0},{"$f":"IF($D100=\"Full\",'Failure Persistence Storage'!FD100,0)","v":0},{"$f":"IF($D100=\"Full\",'Failure Persistence Storage'!FG100,0)","v":0},{"$f":"IF($D100=\"Full\",'Failure Persistence Storage'!FH100,0)","v":0},{"$f":"IF($D100=\"Full\",'Failure Persistence Storage'!FK100,0)","v":0},{"$f":"IF($D100=\"Full\",'Failure Persistence Storage'!FL100,0)","v":0},{"$f":"IF($D100=\"Full\",'Failure Persistence Storage'!FO100,0)","v":0},{"$f":"IF($D100=\"Full\",'Failure Persistence Storage'!FP100,0)","v":0},{"$f":"IF($D100=\"Full\",'Failure Persistence Storage'!FS100,0)","v":0},{"$f":"IF($D100=\"Full\",'Failure Persistence Storage'!FT100,0)","v":0},{"$f":"IF($D100=\"Full\",'Failure Persistence Storage'!FW100,0)","v":0},{"$f":"IF($D100=\"Full\",'Failure Persistence Storage'!FX100,0)","v":0},{"$f":"IF($D100=\"Full\",'Failure Persistence Storage'!GA100,0)","v":0},{"$f":"IF($D100=\"Full\",'Failure Persistence Storage'!GB100,0)","v":0},{"$f":"IF($D100=\"Full\",'Failure Persistence Storage'!GE100,0)","v":0},{"$f":"IF($D100=\"Full\",'Failure Persistence Storage'!GF100,0)","v":0},{"$f":"IF($D100=\"Full\",'Failure Persistence Storage'!GI100,0)","v":0},{"$f":"IF($D100=\"Full\",'Failure Persistence Storage'!GJ100,0)","v":0},{"$f":"IF($D100=\"Full\",'Failure Persistence Storage'!GM100,0)","v":0},{"$f":"IF($D100=\"Full\",'Failure Persistence Storage'!GN100,0)","v":0},{"$f":"IF($D100=\"Full\",'Failure Persistence Storage'!GQ100,0)","v":0},{"$f":"IF($D100=\"Full\",'Failure Persistence Storage'!GR100,0)","v":0},{"$f":"IF($D100=\"Full\",'Failure Persistence Storage'!GU100,0)","v":0},{"$f":"IF($D100=\"Full\",'Failure Persistence Storage'!GV100,0)","v":0},{"$f":"IF($D100=\"Full\",'Failure Persistence Storage'!GY100,0)","v":0},{"$f":"IF($D100=\"Full\",'Failure Persistence Storage'!GZ100,0)","v":0},{"$f":"IF($D100=\"Full\",'Failure Persistence Storage'!HC100,0)","v":0},{"$f":"IF($D100=\"Full\",'Failure Persistence Storage'!HD100,0)","v":0},{"$f":"IF($D100=\"Full\",'Failure Persistence Storage'!HG100,0)","v":0},{"$f":"IF($D100=\"Full\",'Failure Persistence Storage'!HH100,0)","v":0},{"$f":"IF($D100=\"Full\",'Failure Persistence Storage'!HK100,0)","v":0},{"$f":"IF($D100=\"Full\",'Failure Persistence Storage'!HL100,0)","v":0},{"$f":"IF($D100=\"Full\",'Failure Persistence Storage'!HO100,0)","v":0}]
[null,null,null,null,null,null,null,null," ",null,null,null,null,null,null,null,null,null,null,null,null,null,null,null,null,null,null," "," "," "," "," "," "," "," "," "," "," "," "," "," "," "," "," "," "," "," "," "," "," "," "," "," "," "," "," "," "," "," "," "," "," "," "," "," "," "," "," "," "," "," "," "," "," "," "," "," "," "," "," "," "," "," "," "," "," "," "," "," "," "," "," "," "," "," "," "," "," "," "," "," "," "," "," "," "," "," "," "," "," "," "," "," "," "," "," "," "," "," "," "," "," "," "," "," "," "," "," "," "," "," "," "," "," "," "," "," "," "," "," "," "," "," "," "," "," "," "," "," "," "," "," "," "," "," "," "," "," "," "," "," "," "," "," "," "," "," "," "," "," "," "," "," "," "," "," "," "," "," "," "," "," "," "," "," "," "," "," "," "," "," "," "," "," "," "," "," "," "," "," "," "," "," "," "," "," "," "," "," "," "," "," "," "," "," "," "," "," "," "," "," "," "," ",null,{"$f":"IF($D101=\"Full\",'Failure Persistence Storage'!AB101,0)","v":0},{"$f":"IF($D101=\"Full\",'Failure Persistence Storage'!AE101,0)","v":0},{"$f":"IF($D101=\"Full\",'Failure Persistence Storage'!AF101,0)","v":0},{"$f":"IF($D101=\"Full\",'Failure Persistence Storage'!AI101,0)","v":0},{"$f":"IF($D101=\"Full\",'Failure Persistence Storage'!AJ101,0)","v":0},{"$f":"IF($D101=\"Full\",'Failure Persistence Storage'!AM101,0)","v":0},{"$f":"IF($D101=\"Full\",'Failure Persistence Storage'!AN101,0)","v":0},{"$f":"IF($D101=\"Full\",'Failure Persistence Storage'!AQ101,0)","v":0},{"$f":"IF($D101=\"Full\",'Failure Persistence Storage'!AR101,0)","v":0},{"$f":"IF($D101=\"Full\",'Failure Persistence Storage'!AU101,0)","v":0},{"$f":"IF($D101=\"Full\",'Failure Persistence Storage'!AV101,0)","v":0},{"$f":"IF($D101=\"Full\",'Failure Persistence Storage'!AY101,0)","v":0},{"$f":"IF($D101=\"Full\",'Failure Persistence Storage'!AZ101,0)","v":0},{"$f":"IF($D101=\"Full\",'Failure Persistence Storage'!BC101,0)","v":0},{"$f":"IF($D101=\"Full\",'Failure Persistence Storage'!BD101,0)","v":0},{"$f":"IF($D101=\"Full\",'Failure Persistence Storage'!BG101,0)","v":0},{"$f":"IF($D101=\"Full\",'Failure Persistence Storage'!BH101,0)","v":0},{"$f":"IF($D101=\"Full\",'Failure Persistence Storage'!BK101,0)","v":0},{"$f":"IF($D101=\"Full\",'Failure Persistence Storage'!BL101,0)","v":0},{"$f":"IF($D101=\"Full\",'Failure Persistence Storage'!BO101,0)","v":0},{"$f":"IF($D101=\"Full\",'Failure Persistence Storage'!BP101,0)","v":0},{"$f":"IF($D101=\"Full\",'Failure Persistence Storage'!BS101,0)","v":0},{"$f":"IF($D101=\"Full\",'Failure Persistence Storage'!BT101,0)","v":0},{"$f":"IF($D101=\"Full\",'Failure Persistence Storage'!BW101,0)","v":0},{"$f":"IF($D101=\"Full\",'Failure Persistence Storage'!BX101,0)","v":0},{"$f":"IF($D101=\"Full\",'Failure Persistence Storage'!CA101,0)","v":0},{"$f":"IF($D101=\"Full\",'Failure Persistence Storage'!CB101,0)","v":0},{"$f":"IF($D101=\"Full\",'Failure Persistence Storage'!CE101,0)","v":0},{"$f":"IF($D101=\"Full\",'Failure Persistence Storage'!CF101,0)","v":0},{"$f":"IF($D101=\"Full\",'Failure Persistence Storage'!CI101,0)","v":0},{"$f":"IF($D101=\"Full\",'Failure Persistence Storage'!CJ101,0)","v":0},{"$f":"IF($D101=\"Full\",'Failure Persistence Storage'!CM101,0)","v":0},{"$f":"IF($D101=\"Full\",'Failure Persistence Storage'!CN101,0)","v":0},{"$f":"IF($D101=\"Full\",'Failure Persistence Storage'!CQ101,0)","v":0},{"$f":"IF($D101=\"Full\",'Failure Persistence Storage'!CR101,0)","v":0},{"$f":"IF($D101=\"Full\",'Failure Persistence Storage'!CU101,0)","v":0},{"$f":"IF($D101=\"Full\",'Failure Persistence Storage'!CV101,0)","v":0},{"$f":"IF($D101=\"Full\",'Failure Persistence Storage'!CY101,0)","v":0},{"$f":"IF($D101=\"Full\",'Failure Persistence Storage'!CZ101,0)","v":0},{"$f":"IF($D101=\"Full\",'Failure Persistence Storage'!DC101,0)","v":0},{"$f":"IF($D101=\"Full\",'Failure Persistence Storage'!DD101,0)","v":0},{"$f":"IF($D101=\"Full\",'Failure Persistence Storage'!DG101,0)","v":0},{"$f":"IF($D101=\"Full\",'Failure Persistence Storage'!DH101,0)","v":0},{"$f":"IF($D101=\"Full\",'Failure Persistence Storage'!DK101,0)","v":0},{"$f":"IF($D101=\"Full\",'Failure Persistence Storage'!DL101,0)","v":0},{"$f":"IF($D101=\"Full\",'Failure Persistence Storage'!DO101,0)","v":0},{"$f":"IF($D101=\"Full\",'Failure Persistence Storage'!DP101,0)","v":0},{"$f":"IF($D101=\"Full\",'Failure Persistence Storage'!DS101,0)","v":0},{"$f":"IF($D101=\"Full\",'Failure Persistence Storage'!DT101,0)","v":0},{"$f":"IF($D101=\"Full\",'Failure Persistence Storage'!DW101,0)","v":0},{"$f":"IF($D101=\"Full\",'Failure Persistence Storage'!DX101,0)","v":0},{"$f":"IF($D101=\"Full\",'Failure Persistence Storage'!EA101,0)","v":0},{"$f":"IF($D101=\"Full\",'Failure Persistence Storage'!EB101,0)","v":0},{"$f":"IF($D101=\"Full\",'Failure Persistence Storage'!EE101,0)","v":0},{"$f":"IF($D101=\"Full\",'Failure Persistence Storage'!EF101,0)","v":0},{"$f":"IF($D101=\"Full\",'Failure Persistence Storage'!EI101,0)","v":0},{"$f":"IF($D101=\"Full\",'Failure Persistence Storage'!EJ101,0)","v":0},{"$f":"IF($D101=\"Full\",'Failure Persistence Storage'!EM101,0)","v":0},{"$f":"IF($D101=\"Full\",'Failure Persistence Storage'!EN101,0)","v":0},{"$f":"IF($D101=\"Full\",'Failure Persistence Storage'!EQ101,0)","v":0},{"$f":"IF($D101=\"Full\",'Failure Persistence Storage'!ER101,0)","v":0},{"$f":"IF($D101=\"Full\",'Failure Persistence Storage'!EU101,0)","v":0},{"$f":"IF($D101=\"Full\",'Failure Persistence Storage'!EV101,0)","v":0},{"$f":"IF($D101=\"Full\",'Failure Persistence Storage'!EY101,0)","v":0},{"$f":"IF($D101=\"Full\",'Failure Persistence Storage'!EZ101,0)","v":0},{"$f":"IF($D101=\"Full\",'Failure Persistence Storage'!FC101,0)","v":0},{"$f":"IF($D101=\"Full\",'Failure Persistence Storage'!FD101,0)","v":0},{"$f":"IF($D101=\"Full\",'Failure Persistence Storage'!FG101,0)","v":0},{"$f":"IF($D101=\"Full\",'Failure Persistence Storage'!FH101,0)","v":0},{"$f":"IF($D101=\"Full\",'Failure Persistence Storage'!FK101,0)","v":0},{"$f":"IF($D101=\"Full\",'Failure Persistence Storage'!FL101,0)","v":0},{"$f":"IF($D101=\"Full\",'Failure Persistence Storage'!FO101,0)","v":0},{"$f":"IF($D101=\"Full\",'Failure Persistence Storage'!FP101,0)","v":0},{"$f":"IF($D101=\"Full\",'Failure Persistence Storage'!FS101,0)","v":0},{"$f":"IF($D101=\"Full\",'Failure Persistence Storage'!FT101,0)","v":0},{"$f":"IF($D101=\"Full\",'Failure Persistence Storage'!FW101,0)","v":0},{"$f":"IF($D101=\"Full\",'Failure Persistence Storage'!FX101,0)","v":0},{"$f":"IF($D101=\"Full\",'Failure Persistence Storage'!GA101,0)","v":0},{"$f":"IF($D101=\"Full\",'Failure Persistence Storage'!GB101,0)","v":0},{"$f":"IF($D101=\"Full\",'Failure Persistence Storage'!GE101,0)","v":0},{"$f":"IF($D101=\"Full\",'Failure Persistence Storage'!GF101,0)","v":0},{"$f":"IF($D101=\"Full\",'Failure Persistence Storage'!GI101,0)","v":0},{"$f":"IF($D101=\"Full\",'Failure Persistence Storage'!GJ101,0)","v":0},{"$f":"IF($D101=\"Full\",'Failure Persistence Storage'!GM101,0)","v":0},{"$f":"IF($D101=\"Full\",'Failure Persistence Storage'!GN101,0)","v":0},{"$f":"IF($D101=\"Full\",'Failure Persistence Storage'!GQ101,0)","v":0},{"$f":"IF($D101=\"Full\",'Failure Persistence Storage'!GR101,0)","v":0},{"$f":"IF($D101=\"Full\",'Failure Persistence Storage'!GU101,0)","v":0},{"$f":"IF($D101=\"Full\",'Failure Persistence Storage'!GV101,0)","v":0},{"$f":"IF($D101=\"Full\",'Failure Persistence Storage'!GY101,0)","v":0},{"$f":"IF($D101=\"Full\",'Failure Persistence Storage'!GZ101,0)","v":0},{"$f":"IF($D101=\"Full\",'Failure Persistence Storage'!HC101,0)","v":0},{"$f":"IF($D101=\"Full\",'Failure Persistence Storage'!HD101,0)","v":0},{"$f":"IF($D101=\"Full\",'Failure Persistence Storage'!HG101,0)","v":0},{"$f":"IF($D101=\"Full\",'Failure Persistence Storage'!HH101,0)","v":0},{"$f":"IF($D101=\"Full\",'Failure Persistence Storage'!HK101,0)","v":0},{"$f":"IF($D101=\"Full\",'Failure Persistence Storage'!HL101,0)","v":0},{"$f":"IF($D101=\"Full\",'Failure Persistence Storage'!HO101,0)","v":0}]
[null,"Combination of elements",null,{"$f":"IF(OR(D92=\"Part\",D93=\"Part\",D94=\"Part\",D95=\"Part\",D96=\"Part\",D97=\"Part\",D98=\"Part\",D99=\"Part\",D100=\"Part\",D101=\"Part\"),\"Part\",IF(OR(D92=\"Full\",D93=\"Full\",D94=\"Full\",D95=\"Full\",D96=\"Full\",D97=\"Full\",D98=\"Full\",D99=\"Full\",D100=\"Full\",D101=\"Full\"),\"Full\",IF(AND(D92=\" \",D93=\" \",D94=\" \",D95=\" \",D96=\" \",D97=\" \",D98=\" \",D99=\" \",D100=\" \",D101=\" \"),\" \",\" \")))","v":"Full"},null,null,null,null,null,null,null,null,null,null,null,null,null,null,null,null,null,null,null,null,null,null,null,452.31255015840975,{"$f":"IF($D102=\" \",\" \",SUM(AC92:AC101))","v":2.2108606087754543E-3},{"$f":"IF($D102=\" \",\" \",SUM(AD92:AD101))","v":4.0734748296940857E-3},{"$f":"IF($D102=\" \",\" \",AB102*AD102)","v":1.8424837882250258},{"$f":"IF($D102=\" \",\" \",1/AG102)","v":461.73572828670996},{"$f":"IF($D102=\" \",\" \",SUM(AG92:AG101))","v":2.1657410045147307E-3},{"$f":"IF($D102=\" \",\" \",SUM(AH92:AH101))","v":7.9806853806251472E-3},{"$f":"IF($D102=\" \",\" \",AF102*AH102)","v":3.6849675764500516},471.5598927183421,{"$f":"IF($D102=\" \",\" \",SUM(AK92:AK101))","v":2.1206214002540071E-3},{"$f":"IF($D102=\" \",\" \",SUM(AL92:AL101))","v":1.0043999903866053E-2},{"$f":"IF($D102=\" \",\" \",AJ102*AL102)","v":4.7363475171301141},481.81119473395825,{"$f":"IF($D102=\" \",\" \",SUM(AO92:AO101))","v":2.0755017959932834E-3},{"$f":"IF($D102=\" \",\" \",SUM(AP92:AP101))","v":1.0370501277007897E-2},{"$f":"IF($D102=\" \",\" \",AN102*AP102)","v":4.996623610265214},492.51811017249059,{"$f":"IF($D102=\" \",\" \",SUM(AS92:AS101))","v":2.0303821917325602E-3},{"$f":"IF($D102=\" \",\" \",SUM(AT92:AT101))","v":1.0673515541508173E-2},{"$f":"IF($D102=\" \",\" \",AR102*AT102)","v":5.2568997034003129},503.71170358550177,{"$f":"IF($D102=\" \",\" \",SUM(AW92:AW101))","v":1.9852625874718366E-3},{"$f":"IF($D102=\" \",\" \",SUM(AX92:AX101))","v":1.0953042697366881E-2},{"$f":"IF($D102=\" \",\" \",AV102*AX102)","v":5.5171757965354109},515.42592925028077,{"$f":"IF($D102=\" \",\" \",SUM(BA92:BA101))","v":1.9401429832111132E-3},{"$f":"IF($D102=\" \",\" \",SUM(BB92:BB101))","v":1.120908274458403E-2},{"$f":"IF($D102=\" \",\" \",AZ102*BB102)","v":5.7774518896705116},527.6979751848113,{"$f":"IF($D102=\" \",\" \",SUM(BE92:BE101))","v":1.8950233789503895E-3},{"$f":"IF($D102=\" \",\" \",SUM(BF92:BF101))","v":1.1441635683159609E-2},{"$f":"IF($D102=\" \",\" \",BD102*BF102)","v":6.0377279828056105},540.56865750639213,{"$f":"IF($D102=\" \",\" \",SUM(BI92:BI101))","v":1.8499037746896659E-3},{"$f":"IF($D102=\" \",\" \",SUM(BJ92:BJ101))","v":1.1650701513093621E-2},{"$f":"IF($D102=\" \",\" \",BH102*BJ102)","v":6.2980040759407103},554.08287394405193,{"$f":"IF($D102=\" \",\" \",SUM(BM92:BM101))","v":1.8047841704289425E-3},{"$f":"IF($D102=\" \",\" \",SUM(BN92:BN101))","v":1.1836280234386069E-2},{"$f":"IF($D102=\" \",\" \",BL102*BN102)","v":6.5582801690758092},568.29012712210454,{"$f":"IF($D102=\" \",\" \",SUM(BQ92:BQ101))","v":1.7596645661682188E-3},{"$f":"IF($D102=\" \",\" \",SUM(BR92:BR101))","v":1.1998371847036952E-2},{"$f":"IF($D102=\" \",\" \",BP102*BR102)","v":6.8185562622109099},583.24513046742311,{"$f":"IF($D102=\" \",\" \",SUM(BU92:BU101))","v":1.7145449619074952E-3},{"$f":"IF($D102=\" \",\" \",SUM(BV92:BV101))","v":1.2136976351046264E-2},{"$f":"IF($D102=\" \",\" \",BT102*BV102)","v":7.0788323553460071},599.00851237194797,{"$f":"IF($D102=\" \",\" \",SUM(BY92:BY101))","v":1.6694253576467718E-3},{"$f":"IF($D102=\" \",\" \",SUM(BZ92:BZ101))","v":1.2252093746414014E-2},{"$f":"IF($D102=\" \",\" \",BX102*BZ102)","v":7.3391084484811051},615.64763771561331,{"$f":"IF($D102=\" \",\" \",SUM(CC92:CC101))","v":1.6243057533860479E-3},{"$f":"IF($D102=\" \",\" \",SUM(CD92:CD101))","v":1.2343724033140201E-2},{"$f":"IF($D102=\" \",\" \",CB102*CD102)","v":7.5993845416162076},633.23757022177358,{"$f":"IF($D102=\" \",\" \",SUM(CG92:CG101))","v":1.5791861491253247E-3},{"$f":"IF($D102=\" \",\" \",SUM(CH92:CH101))","v":1.2411867211224819E-2},{"$f":"IF($D102=\" \",\" \",CF102*CH102)","v":7.8596606347513056},651.86220464006101,{"$f":"IF($D102=\" \",\" \",SUM(CK92:CK101))","v":1.5340665448646011E-3},{"$f":"IF($D102=\" \",\" \",SUM(CL92:CL101))","v":1.2456523280667871E-2},{"$f":"IF($D102=\" \",\" \",CJ102*CL102)","v":8.1199367278864045},671.61560478066906,{"$f":"IF($D102=\" \",\" \",SUM(CO92:CO101))","v":1.4889469406038774E-3},{"$f":"IF($D102=\" \",\" \",SUM(CP92:CP101))","v":1.2477692241469357E-2},{"$f":"IF($D102=\" \",\" \",CN102*CP102)","v":8.3802128210215034},{"$f":"IF($D102=\" \",\" \",1/CS102)","v":692.60359243006485},{"$f":"IF($D102=\" \",\" \",SUM(CS92:CS101))","v":1.443827336343154E-3},{"$f":"IF($D102=\" \",\" \",SUM(CT92:CT101))","v":1.2475374093629279E-2},{"$f":"IF($D102=\" \",\" \",CR102*CT102)","v":8.6404889141566024},714.9456437987767,{"$f":"IF($D102=\" \",\" \",SUM(CW92:CW101))","v":1.3987077320824304E-3},{"$f":"IF($D102=\" \",\" \",SUM(CX92:CX101))","v":1.2449568837147634E-2},{"$f":"IF($D102=\" \",\" \",CV102*CX102)","v":8.9007650072917031},738.77716525873586,{"$f":"IF($D102=\" \",\" \",SUM(DA92:DA101))","v":1.3535881278217067E-3},{"$f":"IF($D102=\" \",\" \",SUM(DB92:DB101))","v":1.2400276472024423E-2},{"$f":"IF($D102=\" \",\" \",CZ102*DB102)","v":9.161041100426802},764.2522399228302,{"$f":"IF($D102=\" \",\" \",SUM(DE92:DE101))","v":1.3084685235609833E-3},{"$f":"IF($D102=\" \",\" \",SUM(DF92:DF101))","v":1.2327496998259645E-2},{"$f":"IF($D102=\" \",\" \",DD102*DF102)","v":9.4213171935618991},791.54696277721689,{"$f":"IF($D102=\" \",\" \",SUM(DI92:DI101))","v":1.2633489193002599E-3},{"$f":"IF($D102=\" \",\" \",SUM(DJ92:DJ101))","v":1.2231230415853306E-2},{"$f":"IF($D102=\" \",\" \",DH102*DJ102)","v":9.6815932866969998},820.86351695415101,{"$f":"IF($D102=\" \",\" \",SUM(DM92:DM101))","v":1.2182293150395361E-3},{"$f":"IF($D102=\" \",\" \",SUM(DN92:DN101))","v":1.2111476724805396E-2},{"$f":"IF($D102=\" \",\" \",DL102*DN102)","v":9.9418693798320987},852.43519068315675,{"$f":"IF($D102=\" \",\" \",SUM(DQ92:DQ101))","v":1.1731097107788126E-3},{"$f":"IF($D102=\" \",\" \",SUM(DR92:DR101))","v":1.1968235925115924E-2},{"$f":"IF($D102=\" \",\" \",DP102*DR102)","v":10.202145472967199},886.53259831048308,{"$f":"IF($D102=\" \",\" \",SUM(DU92:DU101))","v":1.127990106518089E-3},{"$f":"IF($D102=\" \",\" \",SUM(DV92:DV101))","v":1.1801508016784881E-2},{"$f":"IF($D102=\" \",\" \",DT102*DV102)","v":10.462421566102297},923.47145657341991,{"$f":"IF($D102=\" \",\" \",SUM(DY92:DY101))","v":1.0828705022573654E-3},{"$f":"IF($D102=\" \",\" \",SUM(DZ92:DZ101))","v":1.1611292999812277E-2},{"$f":"IF($D102=\" \",\" \",DX102*DZ102)","v":10.722697659237397},963.62238946791649,{"$f":"IF($D102=\" \",\" \",SUM(EC92:EC101))","v":1.0377508979966417E-3},{"$f":"IF($D102=\" \",\" \",SUM(ED92:ED101))","v":1.1397590874198105E-2},{"$f":"IF($D102=\" \",\" \",EB102*ED102)","v":10.982973752372498},1007.4234071710035,{"$f":"IF($D102=\" \",\" \",SUM(EG92:EG101))","v":9.926312937359183E-4},{"$f":"IF($D102=\" \",\" \",SUM(EH92:EH101))","v":1.1160401639942367E-2},{"$f":"IF($D102=\" \",\" \",EF102*EH102)","v":11.243249845507595},1055.3959503696226,{"$f":"IF($D102=\" \",\" \",SUM(EK92:EK101))","v":9.4751168947519477E-4},{"$f":"IF($D102=\" \",\" \",SUM(EL92:EL101))","v":1.0899725297045066E-2},{"$f":"IF($D102=\" \",\" \",EJ102*EL102)","v":11.503525938642694},1108.1657478881039,{"$f":"IF($D102=\" \",\" \",SUM(EO92:EO101))","v":9.0239208521447124E-4},{"$f":"IF($D102=\" \",\" \",SUM(EP92:EP101))","v":1.0615561845506195E-2},{"$f":"IF($D102=\" \",\" \",EN102*EP102)","v":11.763802031777793},1166.4902609348462,{"$f":"IF($D102=\" \",\" \",SUM(ES92:ES101))","v":8.572724809537476E-4},{"$f":"IF($D102=\" \",\" \",SUM(ET92:ET101))","v":1.0307911285325761E-2},{"$f":"IF($D102=\" \",\" \",ER102*ET102)","v":12.024078124912892},1231.2952754312266,{"$f":"IF($D102=\" \",\" \",SUM(EW92:EW101))","v":8.1215287669302396E-4},{"$f":"IF($D102=\" \",\" \",SUM(EX92:EX101))","v":9.9767736165037608E-3},{"$f":"IF($D102=\" \",\" \",EV102*EX102)","v":12.284354218047993},1303.724409280122,{"$f":"IF($D102=\" \",\" \",SUM(FA92:FA101))","v":7.6703327243230054E-4},{"$f":"IF($D102=\" \",\" \",SUM(FB92:FB101))","v":9.6221488390401955E-3},{"$f":"IF($D102=\" \",\" \",EZ102*FB102)","v":12.544630311183091},{"$f":"IF($D102=\" \",\" \",1/FE102)","v":1385.2071848601297},{"$f":"IF($D102=\" \",\" \",SUM(FE92:FE101))","v":7.2191366817157701E-4},{"$f":"IF($D102=\" \",\" \",SUM(FF92:FF101))","v":9.2440369529350648E-3},{"$f":"IF($D102=\" \",\" \",FD102*FF102)","v":12.804906404318192},1477.5543305174717,{"$f":"IF($D102=\" \",\" \",SUM(FI92:FI101))","v":6.7679406391085337E-4},{"$f":"IF($D102=\" \",\" \",SUM(FJ92:FJ101))","v":8.8424379581883653E-3},{"$f":"IF($D102=\" \",\" \",FH102*FJ102)","v":13.065182497453289},1583.0939255544338,{"$f":"IF($D102=\" \",\" \",SUM(FM92:FM101))","v":6.3167445965012995E-4},{"$f":"IF($D102=\" \",\" \",SUM(FN92:FN101))","v":8.4173518548001022E-3},{"$f":"IF($D102=\" \",\" \",FL102*FN102)","v":13.325458590588388},1704.8703813663135,{"$f":"IF($D102=\" \",\" \",SUM(FQ92:FQ101))","v":5.8655485538940632E-4},{"$f":"IF($D102=\" \",\" \",SUM(FR92:FR101))","v":7.9687786427702738E-3},{"$f":"IF($D102=\" \",\" \",FP102*FR102)","v":13.585734683723491},1846.9429131468398,{"$f":"IF($D102=\" \",\" \",SUM(FU92:FU101))","v":5.4143525112868268E-4},{"$f":"IF($D102=\" \",\" \",SUM(FV92:FV101))","v":7.4967183220988765E-3},{"$f":"IF($D102=\" \",\" \",FT102*FV102)","v":13.846010776858588},2014.8468143420071,{"$f":"IF($D102=\" \",\" \",SUM(FY92:FY101))","v":4.9631564686795915E-4},{"$f":"IF($D102=\" \",\" \",SUM(FZ92:FZ101))","v":7.0011708927859148E-3},{"$f":"IF($D102=\" \",\" \",FX102*FZ102)","v":14.106286869993687},2216.3314957762077,{"$f":"IF($D102=\" \",\" \",SUM(GC92:GC101))","v":4.5119604260723562E-4},{"$f":"IF($D102=\" \",\" \",SUM(GD92:GD101))","v":6.4821363548313894E-3},{"$f":"IF($D102=\" \",\" \",GB102*GD102)","v":14.366562963128787},2462.5905508624533,{"$f":"IF($D102=\" \",\" \",SUM(GG92:GG101))","v":4.0607643834651198E-4},{"$f":"IF($D102=\" \",\" \",SUM(GH92:GH101))","v":5.9396147082352961E-3},{"$f":"IF($D102=\" \",\" \",GF102*GH102)","v":14.626839056263888},2770.4143697202594,{"$f":"IF($D102=\" \",\" \",SUM(GK92:GK101))","v":3.6095683408578851E-4},{"$f":"IF($D102=\" \",\" \",SUM(GL92:GL101))","v":5.3736059529976383E-3},{"$f":"IF($D102=\" \",\" \",GJ102*GL102)","v":14.887115149398985},3166.1878511088676,{"$f":"IF($D102=\" \",\" \",SUM(GO92:GO101))","v":3.1583722982506498E-4},{"$f":"IF($D102=\" \",\" \",SUM(GP92:GP101))","v":4.7841100891184134E-3},{"$f":"IF($D102=\" \",\" \",GN102*GP102)","v":15.147391242534082},3693.8858262936797,{"$f":"IF($D102=\" \",\" \",SUM(GS92:GS101))","v":2.7071762556434134E-4},{"$f":"IF($D102=\" \",\" \",SUM(GT92:GT101))","v":4.1711271165976232E-3},{"$f":"IF($D102=\" \",\" \",GR102*GT102)","v":15.407667335669185},4432.6629915524154,{"$f":"IF($D102=\" \",\" \",SUM(GW92:GW101))","v":2.2559802130361781E-4},{"$f":"IF($D102=\" \",\" \",SUM(GX92:GX101))","v":3.5346570354352672E-3},{"$f":"IF($D102=\" \",\" \",GV102*GX102)","v":15.667943428804284},5540.8287394405188,{"$f":"IF($D102=\" \",\" \",SUM(HA92:HA101))","v":1.8047841704289425E-4},{"$f":"IF($D102=\" \",\" \",SUM(HB92:HB101))","v":2.9059334104970889E-3},{"$f":"IF($D102=\" \",\" \",GZ102*HB102)","v":16.101279355782673},7387.7716525873593,{"$f":"IF($D102=\" \",\" \",SUM(HE92:HE101))","v":1.3535881278217067E-4},{"$f":"IF($D102=\" \",\" \",SUM(HF92:HF101))","v":2.2381058944844728E-3},{"$f":"IF($D102=\" \",\" \",HD102*HF102)","v":16.534615282761063},11081.657478881038,{"$f":"IF($D102=\" \",\" \",SUM(HI92:HI101))","v":9.0239208521447126E-5},{"$f":"IF($D102=\" \",\" \",SUM(HJ92:HJ101))","v":1.5311744873974199E-3},{"$f":"IF($D102=\" \",\" \",HH102*HJ102)","v":16.967951209739457},22163.314957762075,{"$f":"IF($D102=\" \",\" \",SUM(HM92:HM101))","v":4.5119604260723563E-5},{"$f":"IF($D102=\" \",\" \",SUM(HN92:HN101))","v":7.8513918923592881E-4},{"$f":"IF($D102=\" \",\" \",HL102*HN102)","v":17.401287136717851},null,{"$f":"IF($D102=\"Full\",'Failure Persistence Storage'!AB102,0)","v":452.31255015840975},{"$f":"IF($D102=\"Full\",'Failure Persistence Storage'!AE102,0)","v":1.8424837882250258},{"$f":"IF($D102=\"Full\",'Failure Persistence Storage'!AF102,0)","v":461.73572828670996},{"$f":"IF($D102=\"Full\",'Failure Persistence Storage'!AI102,0)","v":3.6849675764500516},{"$f":"IF($D102=\"Full\",'Failure Persistence Storage'!AJ102,0)","v":471.5598927183421},{"$f":"IF($D102=\"Full\",'Failure Persistence Storage'!AM102,0)","v":4.7363475171301141},{"$f":"IF($D102=\"Full\",'Failure Persistence Storage'!AN102,0)","v":481.81119473395825},{"$f":"IF($D102=\"Full\",'Failure Persistence Storage'!AQ102,0)","v":4.996623610265214},{"$f":"IF($D102=\"Full\",'Failure Persistence Storage'!AR102,0)","v":492.51811017249059},{"$f":"IF($D102=\"Full\",'Failure Persistence Storage'!AU102,0)","v":5.2568997034003129},{"$f":"IF($D102=\"Full\",'Failure Persistence Storage'!AV102,0)","v":503.71170358550177},{"$f":"IF($D102=\"Full\",'Failure Persistence Storage'!AY102,0)","v":5.5171757965354109},{"$f":"IF($D102=\"Full\",'Failure Persistence Storage'!AZ102,0)","v":515.42592925028077},{"$f":"IF($D102=\"Full\",'Failure Persistence Storage'!BC102,0)","v":5.7774518896705116},{"$f":"IF($D102=\"Full\",'Failure Persistence Storage'!BD102,0)","v":527.6979751848113},{"$f":"IF($D102=\"Full\",'Failure Persistence Storage'!BG102,0)","v":6.0377279828056105},{"$f":"IF($D102=\"Full\",'Failure Persistence Storage'!BH102,0)","v":540.56865750639213},{"$f":"IF($D102=\"Full\",'Failure Persistence Storage'!BK102,0)","v":6.2980040759407103},{"$f":"IF($D102=\"Full\",'Failure Persistence Storage'!BL102,0)","v":554.08287394405193},{"$f":"IF($D102=\"Full\",'Failure Persistence Storage'!BO102,0)","v":6.5582801690758092},{"$f":"IF($D102=\"Full\",'Failure Persistence Storage'!BP102,0)","v":568.29012712210454},{"$f":"IF($D102=\"Full\",'Failure Persistence Storage'!BS102,0)","v":6.8185562622109099},{"$f":"IF($D102=\"Full\",'Failure Persistence Storage'!BT102,0)","v":583.24513046742311},{"$f":"IF($D102=\"Full\",'Failure Persistence Storage'!BW102,0)","v":7.0788323553460071},{"$f":"IF($D102=\"Full\",'Failure Persistence Storage'!BX102,0)","v":599.00851237194797},{"$f":"IF($D102=\"Full\",'Failure Persistence Storage'!CA102,0)","v":7.3391084484811051},{"$f":"IF($D102=\"Full\",'Failure Persistence Storage'!CB102,0)","v":615.64763771561331},{"$f":"IF($D102=\"Full\",'Failure Persistence Storage'!CE102,0)","v":7.5993845416162076},{"$f":"IF($D102=\"Full\",'Failure Persistence Storage'!CF102,0)","v":633.23757022177358},{"$f":"IF($D102=\"Full\",'Failure Persistence Storage'!CI102,0)","v":7.8596606347513056},{"$f":"IF($D102=\"Full\",'Failure Persistence Storage'!CJ102,0)","v":651.86220464006101},{"$f":"IF($D102=\"Full\",'Failure Persistence Storage'!CM102,0)","v":8.1199367278864045},{"$f":"IF($D102=\"Full\",'Failure Persistence Storage'!CN102,0)","v":671.61560478066906},{"$f":"IF($D102=\"Full\",'Failure Persistence Storage'!CQ102,0)","v":8.3802128210215034},{"$f":"IF($D102=\"Full\",'Failure Persistence Storage'!CR102,0)","v":692.60359243006485},{"$f":"IF($D102=\"Full\",'Failure Persistence Storage'!CU102,0)","v":8.6404889141566024},{"$f":"IF($D102=\"Full\",'Failure Persistence Storage'!CV102,0)","v":714.9456437987767},{"$f":"IF($D102=\"Full\",'Failure Persistence Storage'!CY102,0)","v":8.9007650072917031},{"$f":"IF($D102=\"Full\",'Failure Persistence Storage'!CZ102,0)","v":738.77716525873586},{"$f":"IF($D102=\"Full\",'Failure Persistence Storage'!DC102,0)","v":9.161041100426802},{"$f":"IF($D102=\"Full\",'Failure Persistence Storage'!DD102,0)","v":764.2522399228302},{"$f":"IF($D102=\"Full\",'Failure Persistence Storage'!DG102,0)","v":9.4213171935618991},{"$f":"IF($D102=\"Full\",'Failure Persistence Storage'!DH102,0)","v":791.54696277721689},{"$f":"IF($D102=\"Full\",'Failure Persistence Storage'!DK102,0)","v":9.6815932866969998},{"$f":"IF($D102=\"Full\",'Failure Persistence Storage'!DL102,0)","v":820.86351695415101},{"$f":"IF($D102=\"Full\",'Failure Persistence Storage'!DO102,0)","v":9.9418693798320987},{"$f":"IF($D102=\"Full\",'Failure Persistence Storage'!DP102,0)","v":852.43519068315675},{"$f":"IF($D102=\"Full\",'Failure Persistence Storage'!DS102,0)","v":10.202145472967199},{"$f":"IF($D102=\"Full\",'Failure Persistence Storage'!DT102,0)","v":886.53259831048308},{"$f":"IF($D102=\"Full\",'Failure Persistence Storage'!DW102,0)","v":10.462421566102297},{"$f":"IF($D102=\"Full\",'Failure Persistence Storage'!DX102,0)","v":923.47145657341991},{"$f":"IF($D102=\"Full\",'Failure Persistence Storage'!EA102,0)","v":10.722697659237397},{"$f":"IF($D102=\"Full\",'Failure Persistence Storage'!EB102,0)","v":963.62238946791649},{"$f":"IF($D102=\"Full\",'Failure Persistence Storage'!EE102,0)","v":10.982973752372498},{"$f":"IF($D102=\"Full\",'Failure Persistence Storage'!EF102,0)","v":1007.4234071710035},{"$f":"IF($D102=\"Full\",'Failure Persistence Storage'!EI102,0)","v":11.243249845507595},{"$f":"IF($D102=\"Full\",'Failure Persistence Storage'!EJ102,0)","v":1055.3959503696226},{"$f":"IF($D102=\"Full\",'Failure Persistence Storage'!EM102,0)","v":11.503525938642694},{"$f":"IF($D102=\"Full\",'Failure Persistence Storage'!EN102,0)","v":1108.1657478881039},{"$f":"IF($D102=\"Full\",'Failure Persistence Storage'!EQ102,0)","v":11.763802031777793},{"$f":"IF($D102=\"Full\",'Failure Persistence Storage'!ER102,0)","v":1166.4902609348462},{"$f":"IF($D102=\"Full\",'Failure Persistence Storage'!EU102,0)","v":12.024078124912892},{"$f":"IF($D102=\"Full\",'Failure Persistence Storage'!EV102,0)","v":1231.2952754312266},{"$f":"IF($D102=\"Full\",'Failure Persistence Storage'!EY102,0)","v":12.284354218047993},{"$f":"IF($D102=\"Full\",'Failure Persistence Storage'!EZ102,0)","v":1303.724409280122},{"$f":"IF($D102=\"Full\",'Failure Persistence Storage'!FC102,0)","v":12.544630311183091},{"$f":"IF($D102=\"Full\",'Failure Persistence Storage'!FD102,0)","v":1385.2071848601297},{"$f":"IF($D102=\"Full\",'Failure Persistence Storage'!FG102,0)","v":12.804906404318192},{"$f":"IF($D102=\"Full\",'Failure Persistence Storage'!FH102,0)","v":1477.5543305174717},{"$f":"IF($D102=\"Full\",'Failure Persistence Storage'!FK102,0)","v":13.065182497453289},{"$f":"IF($D102=\"Full\",'Failure Persistence Storage'!FL102,0)","v":1583.0939255544338},{"$f":"IF($D102=\"Full\",'Failure Persistence Storage'!FO102,0)","v":13.325458590588388},{"$f":"IF($D102=\"Full\",'Failure Persistence Storage'!FP102,0)","v":1704.8703813663135},{"$f":"IF($D102=\"Full\",'Failure Persistence Storage'!FS102,0)","v":13.585734683723491},{"$f":"IF($D102=\"Full\",'Failure Persistence Storage'!FT102,0)","v":1846.9429131468398},{"$f":"IF($D102=\"Full\",'Failure Persistence Storage'!FW102,0)","v":13.846010776858588},{"$f":"IF($D102=\"Full\",'Failure Persistence Storage'!FX102,0)","v":2014.8468143420071},{"$f":"IF($D102=\"Full\",'Failure Persistence Storage'!GA102,0)","v":14.106286869993687},{"$f":"IF($D102=\"Full\",'Failure Persistence Storage'!GB102,0)","v":2216.3314957762077},{"$f":"IF($D102=\"Full\",'Failure Persistence Storage'!GE102,0)","v":14.366562963128787},{"$f":"IF($D102=\"Full\",'Failure Persistence Storage'!GF102,0)","v":2462.5905508624533},{"$f":"IF($D102=\"Full\",'Failure Persistence Storage'!GI102,0)","v":14.626839056263888},{"$f":"IF($D102=\"Full\",'Failure Persistence Storage'!GJ102,0)","v":2770.4143697202594},{"$f":"IF($D102=\"Full\",'Failure Persistence Storage'!GM102,0)","v":14.887115149398985},{"$f":"IF($D102=\"Full\",'Failure Persistence Storage'!GN102,0)","v":3166.1878511088676},{"$f":"IF($D102=\"Full\",'Failure Persistence Storage'!GQ102,0)","v":15.147391242534082},{"$f":"IF($D102=\"Full\",'Failure Persistence Storage'!GR102,0)","v":3693.8858262936797},{"$f":"IF($D102=\"Full\",'Failure Persistence Storage'!GU102,0)","v":15.407667335669185},{"$f":"IF($D102=\"Full\",'Failure Persistence Storage'!GV102,0)","v":4432.6629915524154},{"$f":"IF($D102=\"Full\",'Failure Persistence Storage'!GY102,0)","v":15.667943428804284},{"$f":"IF($D102=\"Full\",'Failure Persistence Storage'!GZ102,0)","v":5540.8287394405188},{"$f":"IF($D102=\"Full\",'Failure Persistence Storage'!HC102,0)","v":16.101279355782673},{"$f":"IF($D102=\"Full\",'Failure Persistence Storage'!HD102,0)","v":7387.7716525873593},{"$f":"IF($D102=\"Full\",'Failure Persistence Storage'!HG102,0)","v":16.534615282761063},{"$f":"IF($D102=\"Full\",'Failure Persistence Storage'!HH102,0)","v":11081.657478881038},{"$f":"IF($D102=\"Full\",'Failure Persistence Storage'!HK102,0)","v":16.967951209739457},{"$f":"IF($D102=\"Full\",'Failure Persistence Storage'!HL102,0)","v":22163.314957762075},{"$f":"IF($D102=\"Full\",'Failure Persistence Storage'!HO102,0)","v":17.401287136717851}]
[null,"Pipe B",null,null,null,null,null,null,null,null,null,null,null,null,null,null,null,null,null,null,null,null,null,null,null,null,null,null,null,null,null,null,null,null,null,null,null,null,null,null,null,null,null,null,null,null,null,null,null,null,null,null,null,null,null,null,null,null,null,null,null,null,null,null,null,null,null,null,null,null,null,null,null,null,null,null,null,null,null,null,null,null,null,null,null,null,null,null,null,null,null,null,null,null,null,null,null,null,null,null,null,null,null,null,null,null,null,null,null,null,null,null,null,null,null,null,null,null,null,null,null,null,null,null,null,null,null,null,null,null,null,null,null,null,null,null,null,null,null,null,null,null,null,null,null,null,null,null,null,null,null,null,null,null,null,null,null,null,null,null,null,null,null,null,null,null,null,null,null,null,null,null,null,null,null,null,null,null,null,null,null,null,null,null,null,null,null,null,null,null,null,null,null,null,null,null,null,null,null,null,null,null,null,null,null,null,null,null,null,null,null,null,null,null,null,null,null,null,null,null,null,null,null,null,{"$f":"IF($D103=\"Full\",'Failure Persistence Storage'!AB103,0)","v":0},{"$f":"IF($D103=\"Full\",'Failure Persistence Storage'!AE103,0)","v":0},{"$f":"IF($D103=\"Full\",'Failure Persistence Storage'!AF103,0)","v":0},{"$f":"IF($D103=\"Full\",'Failure Persistence Storage'!AI103,0)","v":0},{"$f":"IF($D103=\"Full\",'Failure Persistence Storage'!AJ103,0)","v":0},{"$f":"IF($D103=\"Full\",'Failure Persistence Storage'!AM103,0)","v":0},{"$f":"IF($D103=\"Full\",'Failure Persistence Storage'!AN103,0)","v":0},{"$f":"IF($D103=\"Full\",'Failure Persistence Storage'!AQ103,0)","v":0},{"$f":"IF($D103=\"Full\",'Failure Persistence Storage'!AR103,0)","v":0},{"$f":"IF($D103=\"Full\",'Failure Persistence Storage'!AU103,0)","v":0},{"$f":"IF($D103=\"Full\",'Failure Persistence Storage'!AV103,0)","v":0},{"$f":"IF($D103=\"Full\",'Failure Persistence Storage'!AY103,0)","v":0},{"$f":"IF($D103=\"Full\",'Failure Persistence Storage'!AZ103,0)","v":0},{"$f":"IF($D103=\"Full\",'Failure Persistence Storage'!BC103,0)","v":0},{"$f":"IF($D103=\"Full\",'Failure Persistence Storage'!BD103,0)","v":0},{"$f":"IF($D103=\"Full\",'Failure Persistence Storage'!BG103,0)","v":0},{"$f":"IF($D103=\"Full\",'Failure Persistence Storage'!BH103,0)","v":0},{"$f":"IF($D103=\"Full\",'Failure Persistence Storage'!BK103,0)","v":0},{"$f":"IF($D103=\"Full\",'Failure Persistence Storage'!BL103,0)","v":0},{"$f":"IF($D103=\"Full\",'Failure Persistence Storage'!BO103,0)","v":0},{"$f":"IF($D103=\"Full\",'Failure Persistence Storage'!BP103,0)","v":0},{"$f":"IF($D103=\"Full\",'Failure Persistence Storage'!BS103,0)","v":0},{"$f":"IF($D103=\"Full\",'Failure Persistence Storage'!BT103,0)","v":0},{"$f":"IF($D103=\"Full\",'Failure Persistence Storage'!BW103,0)","v":0},{"$f":"IF($D103=\"Full\",'Failure Persistence Storage'!BX103,0)","v":0},{"$f":"IF($D103=\"Full\",'Failure Persistence Storage'!CA103,0)","v":0},{"$f":"IF($D103=\"Full\",'Failure Persistence Storage'!CB103,0)","v":0},{"$f":"IF($D103=\"Full\",'Failure Persistence Storage'!CE103,0)","v":0},{"$f":"IF($D103=\"Full\",'Failure Persistence Storage'!CF103,0)","v":0},{"$f":"IF($D103=\"Full\",'Failure Persistence Storage'!CI103,0)","v":0},{"$f":"IF($D103=\"Full\",'Failure Persistence Storage'!CJ103,0)","v":0},{"$f":"IF($D103=\"Full\",'Failure Persistence Storage'!CM103,0)","v":0},{"$f":"IF($D103=\"Full\",'Failure Persistence Storage'!CN103,0)","v":0},{"$f":"IF($D103=\"Full\",'Failure Persistence Storage'!CQ103,0)","v":0},{"$f":"IF($D103=\"Full\",'Failure Persistence Storage'!CR103,0)","v":0},{"$f":"IF($D103=\"Full\",'Failure Persistence Storage'!CU103,0)","v":0},{"$f":"IF($D103=\"Full\",'Failure Persistence Storage'!CV103,0)","v":0},{"$f":"IF($D103=\"Full\",'Failure Persistence Storage'!CY103,0)","v":0},{"$f":"IF($D103=\"Full\",'Failure Persistence Storage'!CZ103,0)","v":0},{"$f":"IF($D103=\"Full\",'Failure Persistence Storage'!DC103,0)","v":0},{"$f":"IF($D103=\"Full\",'Failure Persistence Storage'!DD103,0)","v":0},{"$f":"IF($D103=\"Full\",'Failure Persistence Storage'!DG103,0)","v":0},{"$f":"IF($D103=\"Full\",'Failure Persistence Storage'!DH103,0)","v":0},{"$f":"IF($D103=\"Full\",'Failure Persistence Storage'!DK103,0)","v":0},{"$f":"IF($D103=\"Full\",'Failure Persistence Storage'!DL103,0)","v":0},{"$f":"IF($D103=\"Full\",'Failure Persistence Storage'!DO103,0)","v":0},{"$f":"IF($D103=\"Full\",'Failure Persistence Storage'!DP103,0)","v":0},{"$f":"IF($D103=\"Full\",'Failure Persistence Storage'!DS103,0)","v":0},{"$f":"IF($D103=\"Full\",'Failure Persistence Storage'!DT103,0)","v":0},{"$f":"IF($D103=\"Full\",'Failure Persistence Storage'!DW103,0)","v":0},{"$f":"IF($D103=\"Full\",'Failure Persistence Storage'!DX103,0)","v":0},{"$f":"IF($D103=\"Full\",'Failure Persistence Storage'!EA103,0)","v":0},{"$f":"IF($D103=\"Full\",'Failure Persistence Storage'!EB103,0)","v":0},{"$f":"IF($D103=\"Full\",'Failure Persistence Storage'!EE103,0)","v":0},{"$f":"IF($D103=\"Full\",'Failure Persistence Storage'!EF103,0)","v":0},{"$f":"IF($D103=\"Full\",'Failure Persistence Storage'!EI103,0)","v":0},{"$f":"IF($D103=\"Full\",'Failure Persistence Storage'!EJ103,0)","v":0},{"$f":"IF($D103=\"Full\",'Failure Persistence Storage'!EM103,0)","v":0},{"$f":"IF($D103=\"Full\",'Failure Persistence Storage'!EN103,0)","v":0},{"$f":"IF($D103=\"Full\",'Failure Persistence Storage'!EQ103,0)","v":0},{"$f":"IF($D103=\"Full\",'Failure Persistence Storage'!ER103,0)","v":0},{"$f":"IF($D103=\"Full\",'Failure Persistence Storage'!EU103,0)","v":0},{"$f":"IF($D103=\"Full\",'Failure Persistence Storage'!EV103,0)","v":0},{"$f":"IF($D103=\"Full\",'Failure Persistence Storage'!EY103,0)","v":0},{"$f":"IF($D103=\"Full\",'Failure Persistence Storage'!EZ103,0)","v":0},{"$f":"IF($D103=\"Full\",'Failure Persistence Storage'!FC103,0)","v":0},{"$f":"IF($D103=\"Full\",'Failure Persistence Storage'!FD103,0)","v":0},{"$f":"IF($D103=\"Full\",'Failure Persistence Storage'!FG103,0)","v":0},{"$f":"IF($D103=\"Full\",'Failure Persistence Storage'!FH103,0)","v":0},{"$f":"IF($D103=\"Full\",'Failure Persistence Storage'!FK103,0)","v":0},{"$f":"IF($D103=\"Full\",'Failure Persistence Storage'!FL103,0)","v":0},{"$f":"IF($D103=\"Full\",'Failure Persistence Storage'!FO103,0)","v":0},{"$f":"IF($D103=\"Full\",'Failure Persistence Storage'!FP103,0)","v":0},{"$f":"IF($D103=\"Full\",'Failure Persistence Storage'!FS103,0)","v":0},{"$f":"IF($D103=\"Full\",'Failure Persistence Storage'!FT103,0)","v":0},{"$f":"IF($D103=\"Full\",'Failure Persistence Storage'!FW103,0)","v":0},{"$f":"IF($D103=\"Full\",'Failure Persistence Storage'!FX103,0)","v":0},{"$f":"IF($D103=\"Full\",'Failure Persistence Storage'!GA103,0)","v":0},{"$f":"IF($D103=\"Full\",'Failure Persistence Storage'!GB103,0)","v":0},{"$f":"IF($D103=\"Full\",'Failure Persistence Storage'!GE103,0)","v":0},{"$f":"IF($D103=\"Full\",'Failure Persistence Storage'!GF103,0)","v":0},{"$f":"IF($D103=\"Full\",'Failure Persistence Storage'!GI103,0)","v":0},{"$f":"IF($D103=\"Full\",'Failure Persistence Storage'!GJ103,0)","v":0},{"$f":"IF($D103=\"Full\",'Failure Persistence Storage'!GM103,0)","v":0},{"$f":"IF($D103=\"Full\",'Failure Persistence Storage'!GN103,0)","v":0},{"$f":"IF($D103=\"Full\",'Failure Persistence Storage'!GQ103,0)","v":0},{"$f":"IF($D103=\"Full\",'Failure Persistence Storage'!GR103,0)","v":0},{"$f":"IF($D103=\"Full\",'Failure Persistence Storage'!GU103,0)","v":0},{"$f":"IF($D103=\"Full\",'Failure Persistence Storage'!GV103,0)","v":0},{"$f":"IF($D103=\"Full\",'Failure Persistence Storage'!GY103,0)","v":0},{"$f":"IF($D103=\"Full\",'Failure Persistence Storage'!GZ103,0)","v":0},{"$f":"IF($D103=\"Full\",'Failure Persistence Storage'!HC103,0)","v":0},{"$f":"IF($D103=\"Full\",'Failure Persistence Storage'!HD103,0)","v":0},{"$f":"IF($D103=\"Full\",'Failure Persistence Storage'!HG103,0)","v":0},{"$f":"IF($D103=\"Full\",'Failure Persistence Storage'!HH103,0)","v":0},{"$f":"IF($D103=\"Full\",'Failure Persistence Storage'!HK103,0)","v":0},{"$f":"IF($D103=\"Full\",'Failure Persistence Storage'!HL103,0)","v":0},{"$f":"IF($D103=\"Full\",'Failure Persistence Storage'!HO103,0)","v":0}]
[null,1,"Pipe","Part",300,2.6819999999999999,"MS",{"$f":"51-2019+C38","v":68},{"$f":"IF(C104=\"Valve\",0.002,IF(C104=\"Pipe\",IF(G104=\"PVC\",IF(H104<C$38-1986,2.4287*EXP(0.0206*H104),16.746*EXP(0.047*H104)),IF(G104=\"AC\",IF(E104<150,1.6*EXP(0.0526*H104),IF(E104<200,0.9585*EXP(0.0562*H104),IF(E104<300,0.95*EXP(0.0511*H104),0.1749*EXP(0.0701*H104)))),IF(G104=\"DI\",IF(E104<150,1.6*EXP(0.0285*H104),IF(E104<200,1.5302*EXP(0.0264*H104),IF(E104<300,0.95*EXP(0.031*H104),0.7*EXP(0.0327*H104)))),IF(G104=\"MS\",IF(E104<150,3.7022*EXP(0.0673*H104),IF(E104<200,1.8319*EXP(0.0592*H104),IF(E104<300,1.5626*EXP(0.0409*H104),IF(E104<400,1.35*EXP(0.0409*H104),0.55*EXP(0.0136*H104))))),IF(G104=\"CI\",IF(E104<150,IF(H104<C$38-1951,9.4549*EXP(0.0284*H104),0.15*EXP(0.0518*H104)),IF(E104<200,IF(H104<C$38-1951,8.4483*EXP(0.0279*H104),0.1*EXP(0.0529*H104)),IF(E104<300,IF(H104<C$38-1941,3.3385*EXP(0.0307*H104),0.05*EXP(0.0526*H104)),IF(E104>=300,IF(H104<C$38-1941,3.3*EXP(0.0292*H104),0.05*EXP(0.0491*H104)))))))))))*F104/100000,\" \"))","v":5.8432215751052694E-4},{"$f":"IF(E104>0,(16.46422001685-14.62447203985*EXP(-0.0000160509317449*(E104^1.58185552616))),\" \")","v":3.6613838660475615},{"$f":"IF(E104>0,(21.94905229466-21.235810579596*EXP(-0.000516425232405*(E104^1.18195509065))),\" \")","v":8.2364626557272551},{"$f":"IF(E104>0,(27.905851492255-27.5285572886*EXP(-0.00442683880468*(E104^0.887671409005))),\" \")","v":14.232608503317287},null,null,null,null,null,null,null,null,null,null,null,null,null,null,null,1746.3109179578269,{"$f":"IF($D104=0,\" \",1/AB104)","v":5.7263571436031639E-4},{"$f":"IF($D104=0,\" \",IF(AB$37<5,$J104/5*AB$37,IF(AB$37<=90,MIN(($J104+($K104-$J104)/45*(AB$37-5)),$L104),$L104-($L104-MIN(($J104+($K104-$J104)/45*85),$L104))/5*(95-AB$37)))/AB104)","v":8.3865566627259298E-4},{"$f":"IF($D104=0,\" \",AB104*AD104)","v":1.4645535464190247},{"$f":"IF($D104=0,\" \",1/($I104*(100-AF$37)/100))","v":1782.6923954152815},{"$f":"IF($D104=0,\" \",1/AF104)","v":5.6094927121010585E-4},{"$f":"IF($D104=0,\" \",IF(AF$37<5,$J104/5*AF$37,IF(AF$37<=90,MIN(($J104+($K104-$J104)/45*(AF$37-5)),$L104),$L104-($L104-MIN(($J104+($K104-$J104)/45*85),$L104))/5*(95-AF$37)))/AF104)","v":1.6430804890238558E-3},{"$f":"IF($D104=0,\" \",AF104*AH104)","v":2.9291070928380494},1820.6220208496493,{"$f":"IF($D104=0,\" \",1/AJ104)","v":5.492628280598953E-4},{"$f":"IF($D104=0,\" \",IF(AJ$37<5,$J104/5*AJ$37,IF(AJ$37<=90,MIN(($J104+($K104-$J104)/45*(AJ$37-5)),$L104),$L104-($L104-MIN(($J104+($K104-$J104)/45*85),$L104))/5*(95-AJ$37)))/AJ104)","v":2.0669047394251856E-3},{"$f":"IF($D104=0,\" \",AJ104*AL104)","v":3.7630522835959992},1860.2007604333373,{"$f":"IF($D104=0,\" \",1/AN104)","v":5.3757638490968475E-4},{"$f":"IF($D104=0,\" \",IF(AN$37<5,$J104/5*AN$37,IF(AN$37<=90,MIN(($J104+($K104-$J104)/45*(AN$37-5)),$L104),$L104-($L104-MIN(($J104+($K104-$J104)/45*85),$L104))/5*(95-AN$37)))/AN104)","v":2.1322371235720258E-3},{"$f":"IF($D104=0,\" \",AN104*AP104)","v":3.9663891186928741},1901.5385551096338,{"$f":"IF($D104=0,\" \",1/AR104)","v":5.258899417594742E-4},{"$f":"IF($D104=0,\" \",IF(AR$37<5,$J104/5*AR$37,IF(AR$37<=90,MIN(($J104+($K104-$J104)/45*(AR$37-5)),$L104),$L104-($L104-MIN(($J104+($K104-$J104)/45*85),$L104))/5*(95-AR$37)))/AR104)","v":2.1928169389914594E-3},{"$f":"IF($D104=0,\" \",AR104*AT104)","v":4.16972595378975},1944.7553404530345,{"$f":"IF($D104=0,\" \",1/AV104)","v":5.1420349860926366E-4},{"$f":"IF($D104=0,\" \",IF(AV$37<5,$J104/5*AV$37,IF(AV$37<=90,MIN(($J104+($K104-$J104)/45*(AV$37-5)),$L104),$L104-($L104-MIN(($J104+($K104-$J104)/45*85),$L104))/5*(95-AV$37)))/AV104)","v":2.2486441856834861E-3},{"$f":"IF($D104=0,\" \",AV104*AX104)","v":4.3730627888866245},1989.9822088356632,{"$f":"IF($D104=0,\" \",1/AZ104)","v":5.0251705545905311E-4},{"$f":"IF($D104=0,\" \",IF(AZ$37<5,$J104/5*AZ$37,IF(AZ$37<=90,MIN(($J104+($K104-$J104)/45*(AZ$37-5)),$L104),$L104-($L104-MIN(($J104+($K104-$J104)/45*85),$L104))/5*(95-AZ$37)))/AZ104)","v":2.2997188636481062E-3},{"$f":"IF($D104=0,\" \",AZ104*BB104)","v":4.5763996239834999},2037.3627376174647,{"$f":"IF($D104=0,\" \",1/BD104)","v":4.9083061230884256E-4},{"$f":"IF($D104=0,\" \",IF(BD$37<5,$J104/5*BD$37,IF(BD$37<=90,MIN(($J104+($K104-$J104)/45*(BD$37-5)),$L104),$L104-($L104-MIN(($J104+($K104-$J104)/45*85),$L104))/5*(95-BD$37)))/BD104)","v":2.3460409728853198E-3},{"$f":"IF($D104=0,\" \",BD104*BF104)","v":4.7797364590803753},2087.0545117056954,{"$f":"IF($D104=0,\" \",1/BH104)","v":4.7914416915863207E-4},{"$f":"IF($D104=0,\" \",IF(BH$37<5,$J104/5*BH$37,IF(BH$37<=90,MIN(($J104+($K104-$J104)/45*(BH$37-5)),$L104),$L104-($L104-MIN(($J104+($K104-$J104)/45*85),$L104))/5*(95-BH$37)))/BH104)","v":2.3876105133951264E-3},{"$f":"IF($D104=0,\" \",BH104*BJ104)","v":4.9830732941772506},2139.2308744983375,{"$f":"IF($D104=0,\" \",1/BL104)","v":4.6745772600842163E-4},{"$f":"IF($D104=0,\" \",IF(BL$37<5,$J104/5*BL$37,IF(BL$37<=90,MIN(($J104+($K104-$J104)/45*(BL$37-5)),$L104),$L104-($L104-MIN(($J104+($K104-$J104)/45*85),$L104))/5*(95-BL$37)))/BL104)","v":2.4244274851775269E-3},{"$f":"IF($D104=0,\" \",BL104*BN104)","v":5.186410129274126},2194.0829482034233,{"$f":"IF($D104=0,\" \",1/BP104)","v":4.5577128285821103E-4},{"$f":"IF($D104=0,\" \",IF(BP$37<5,$J104/5*BP$37,IF(BP$37<=90,MIN(($J104+($K104-$J104)/45*(BP$37-5)),$L104),$L104-($L104-MIN(($J104+($K104-$J104)/45*85),$L104))/5*(95-BP$37)))/BP104)","v":2.45649188823252E-3},{"$f":"IF($D104=0,\" \",BP104*BR104)","v":5.3897469643710014},2251.8219731561448,{"$f":"IF($D104=0,\" \",1/BT104)","v":4.4408483970800048E-4},{"$f":"IF($D104=0,\" \",IF(BT$37<5,$J104/5*BT$37,IF(BT$37<=90,MIN(($J104+($K104-$J104)/45*(BT$37-5)),$L104),$L104-($L104-MIN(($J104+($K104-$J104)/45*85),$L104))/5*(95-BT$37)))/BT104)","v":2.4838037225601065E-3},{"$f":"IF($D104=0,\" \",BT104*BV104)","v":5.5930837994678768},2312.6820264846897,{"$f":"IF($D104=0,\" \",1/BX104)","v":4.3239839655778988E-4},{"$f":"IF($D104=0,\" \",IF(BX$37<5,$J104/5*BX$37,IF(BX$37<=90,MIN(($J104+($K104-$J104)/45*(BX$37-5)),$L104),$L104-($L104-MIN(($J104+($K104-$J104)/45*85),$L104))/5*(95-BX$37)))/BX104)","v":2.5063629881602861E-3},{"$f":"IF($D104=0,\" \",BX104*BZ104)","v":5.7964206345647531},2376.9231938870416,{"$f":"IF($D104=0,\" \",1/CB104)","v":4.2071195340757944E-4},{"$f":"IF($D104=0,\" \",IF(CB$37<5,$J104/5*CB$37,IF(CB$37<=90,MIN(($J104+($K104-$J104)/45*(CB$37-5)),$L104),$L104-($L104-MIN(($J104+($K104-$J104)/45*85),$L104))/5*(95-CB$37)))/CB104)","v":2.5241696850330595E-3},{"$f":"IF($D104=0,\" \",CB104*CD104)","v":5.9997574696616276},2444.8352851409572,{"$f":"IF($D104=0,\" \",1/CF104)","v":4.0902551025736889E-4},{"$f":"IF($D104=0,\" \",IF(CF$37<5,$J104/5*CF$37,IF(CF$37<=90,MIN(($J104+($K104-$J104)/45*(CF$37-5)),$L104),$L104-($L104-MIN(($J104+($K104-$J104)/45*85),$L104))/5*(95-CF$37)))/CF104)","v":2.5372238131784255E-3},{"$f":"IF($D104=0,\" \",CF104*CH104)","v":6.203094304758503},2516.742205292162,{"$f":"IF($D104=0,\" \",1/CJ104)","v":3.9733906710715834E-4},{"$f":"IF($D104=0,\" \",IF(CJ$37<5,$J104/5*CJ$37,IF(CJ$37<=90,MIN(($J104+($K104-$J104)/45*(CJ$37-5)),$L104),$L104-($L104-MIN(($J104+($K104-$J104)/45*85),$L104))/5*(95-CJ$37)))/CJ104)","v":2.545525372596385E-3},{"$f":"IF($D104=0,\" \",CJ104*CL104)","v":6.4064311398553784},2593.0071206040457,{"$f":"IF($D104=0,\" \",1/CN104)","v":3.856526239569478E-4},{"$f":"IF($D104=0,\" \",IF(CN$37<5,$J104/5*CN$37,IF(CN$37<=90,MIN(($J104+($K104-$J104)/45*(CN$37-5)),$L104),$L104-($L104-MIN(($J104+($K104-$J104)/45*85),$L104))/5*(95-CN$37)))/CN104)","v":2.5490743632869376E-3},{"$f":"IF($D104=0,\" \",CN104*CP104)","v":6.6097679749522529},{"$f":"IF($D104=0,\" \",1/($I104*(100-CR$37)/100))","v":2674.0385931229221},{"$f":"IF($D104=0,\" \",1/CR104)","v":3.7396618080673725E-4},{"$f":"IF($D104=0,\" \",IF(CR$37<5,$J104/5*CR$37,IF(CR$37<=90,MIN(($J104+($K104-$J104)/45*(CR$37-5)),$L104),$L104-($L104-MIN(($J104+($K104-$J104)/45*85),$L104))/5*(95-CR$37)))/CR104)","v":2.5478707852500835E-3},{"$f":"IF($D104=0,\" \",CR104*CT104)","v":6.8131048100491283},2760.2979025785003,{"$f":"IF($D104=0,\" \",1/CV104)","v":3.622797376565267E-4},{"$f":"IF($D104=0,\" \",IF(CV$37<5,$J104/5*CV$37,IF(CV$37<=90,MIN(($J104+($K104-$J104)/45*(CV$37-5)),$L104),$L104-($L104-MIN(($J104+($K104-$J104)/45*85),$L104))/5*(95-CV$37)))/CV104)","v":2.541914638485823E-3},{"$f":"IF($D104=0,\" \",CV104*CX104)","v":7.0164416451460037},2852.3078326644504,{"$f":"IF($D104=0,\" \",1/CZ104)","v":3.5059329450631615E-4},{"$f":"IF($D104=0,\" \",IF(CZ$37<5,$J104/5*CZ$37,IF(CZ$37<=90,MIN(($J104+($K104-$J104)/45*(CZ$37-5)),$L104),$L104-($L104-MIN(($J104+($K104-$J104)/45*85),$L104))/5*(95-CZ$37)))/CZ104)","v":2.5312059229941554E-3},{"$f":"IF($D104=0,\" \",CZ104*DB104)","v":7.219778480242879},2950.6632751701213,{"$f":"IF($D104=0,\" \",1/DD104)","v":3.3890685135610561E-4},{"$f":"IF($D104=0,\" \",IF(DD$37<5,$J104/5*DD$37,IF(DD$37<=90,MIN(($J104+($K104-$J104)/45*(DD$37-5)),$L104),$L104-($L104-MIN(($J104+($K104-$J104)/45*85),$L104))/5*(95-DD$37)))/DD104)","v":2.5157446387750809E-3},{"$f":"IF($D104=0,\" \",DD104*DF104)","v":7.4231153153397536},3056.0441064261972,{"$f":"IF($D104=0,\" \",1/DH104)","v":3.2722040820589506E-4},{"$f":"IF($D104=0,\" \",IF(DH$37<5,$J104/5*DH$37,IF(DH$37<=90,MIN(($J104+($K104-$J104)/45*(DH$37-5)),$L104),$L104-($L104-MIN(($J104+($K104-$J104)/45*85),$L104))/5*(95-DH$37)))/DH104)","v":2.4955307858285998E-3},{"$f":"IF($D104=0,\" \",DH104*DJ104)","v":7.6264521504366289},3169.2309251827228,{"$f":"IF($D104=0,\" \",1/DL104)","v":3.1553396505568451E-4},{"$f":"IF($D104=0,\" \",IF(DL$37<5,$J104/5*DL$37,IF(DL$37<=90,MIN(($J104+($K104-$J104)/45*(DL$37-5)),$L104),$L104-($L104-MIN(($J104+($K104-$J104)/45*85),$L104))/5*(95-DL$37)))/DL104)","v":2.4705643641547122E-3},{"$f":"IF($D104=0,\" \",DL104*DN104)","v":7.8297889855335034},3291.1244223051349,{"$f":"IF($D104=0,\" \",1/DP104)","v":3.0384752190547402E-4},{"$f":"IF($D104=0,\" \",IF(DP$37<5,$J104/5*DP$37,IF(DP$37<=90,MIN(($J104+($K104-$J104)/45*(DP$37-5)),$L104),$L104-($L104-MIN(($J104+($K104-$J104)/45*85),$L104))/5*(95-DP$37)))/DP104)","v":2.4408453737534181E-3},{"$f":"IF($D104=0,\" \",DP104*DR104)","v":8.0331258206303797},3422.7693991973406,{"$f":"IF($D104=0,\" \",1/DT104)","v":2.9216107875526347E-4},{"$f":"IF($D104=0,\" \",IF(DT$37<5,$J104/5*DT$37,IF(DT$37<=90,MIN(($J104+($K104-$J104)/45*(DT$37-5)),$L104),$L104-($L104-MIN(($J104+($K104-$J104)/45*85),$L104))/5*(95-DT$37)))/DT104)","v":2.4063738146247169E-3},{"$f":"IF($D104=0,\" \",DT104*DV104)","v":8.2364626557272551},3565.3847908305629,{"$f":"IF($D104=0,\" \",1/DX104)","v":2.8047463560505292E-4},{"$f":"IF($D104=0,\" \",IF(DX$37<5,$J104/5*DX$37,IF(DX$37<=90,MIN(($J104+($K104-$J104)/45*(DX$37-5)),$L104),$L104-($L104-MIN(($J104+($K104-$J104)/45*85),$L104))/5*(95-DX$37)))/DX104)","v":2.3671496867686092E-3},{"$f":"IF($D104=0,\" \",DX104*DZ104)","v":8.4397994908241305},3720.4015208666747,{"$f":"IF($D104=0,\" \",1/EB104)","v":2.6878819245484238E-4},{"$f":"IF($D104=0,\" \",IF(EB$37<5,$J104/5*EB$37,IF(EB$37<=90,MIN(($J104+($K104-$J104)/45*(EB$37-5)),$L104),$L104-($L104-MIN(($J104+($K104-$J104)/45*85),$L104))/5*(95-EB$37)))/EB104)","v":2.3231729901850946E-3},{"$f":"IF($D104=0,\" \",EB104*ED104)","v":8.6431363259210059},3889.510680906069,{"$f":"IF($D104=0,\" \",1/EF104)","v":2.5710174930463183E-4},{"$f":"IF($D104=0,\" \",IF(EF$37<5,$J104/5*EF$37,IF(EF$37<=90,MIN(($J104+($K104-$J104)/45*(EF$37-5)),$L104),$L104-($L104-MIN(($J104+($K104-$J104)/45*85),$L104))/5*(95-EF$37)))/EF104)","v":2.2744437248741734E-3},{"$f":"IF($D104=0,\" \",EF104*EH104)","v":8.8464731610178813},4074.7254752349295,{"$f":"IF($D104=0,\" \",1/EJ104)","v":2.4541530615442128E-4},{"$f":"IF($D104=0,\" \",IF(EJ$37<5,$J104/5*EJ$37,IF(EJ$37<=90,MIN(($J104+($K104-$J104)/45*(EJ$37-5)),$L104),$L104-($L104-MIN(($J104+($K104-$J104)/45*85),$L104))/5*(95-EJ$37)))/EJ104)","v":2.2209618908358452E-3},{"$f":"IF($D104=0,\" \",EJ104*EL104)","v":9.0498099961147567},4278.4617489966749,{"$f":"IF($D104=0,\" \",1/EN104)","v":2.3372886300421081E-4},{"$f":"IF($D104=0,\" \",IF(EN$37<5,$J104/5*EN$37,IF(EN$37<=90,MIN(($J104+($K104-$J104)/45*(EN$37-5)),$L104),$L104-($L104-MIN(($J104+($K104-$J104)/45*85),$L104))/5*(95-EN$37)))/EN104)","v":2.1627274880701109E-3},{"$f":"IF($D104=0,\" \",EN104*EP104)","v":9.2531468312116321},4503.6439463122897,{"$f":"IF($D104=0,\" \",1/ER104)","v":2.2204241985400024E-4},{"$f":"IF($D104=0,\" \",IF(ER$37<5,$J104/5*ER$37,IF(ER$37<=90,MIN(($J104+($K104-$J104)/45*(ER$37-5)),$L104),$L104-($L104-MIN(($J104+($K104-$J104)/45*85),$L104))/5*(95-ER$37)))/ER104)","v":2.0997405165769692E-3},{"$f":"IF($D104=0,\" \",ER104*ET104)","v":9.4564836663085075},4753.8463877740833,{"$f":"IF($D104=0,\" \",1/EV104)","v":2.1035597670378972E-4},{"$f":"IF($D104=0,\" \",IF(EV$37<5,$J104/5*EV$37,IF(EV$37<=90,MIN(($J104+($K104-$J104)/45*(EV$37-5)),$L104),$L104-($L104-MIN(($J104+($K104-$J104)/45*85),$L104))/5*(95-EV$37)))/EV104)","v":2.0320009763564206E-3},{"$f":"IF($D104=0,\" \",EV104*EX104)","v":9.6598205014053811},5033.484410584324,{"$f":"IF($D104=0,\" \",1/EZ104)","v":1.9866953355357917E-4},{"$f":"IF($D104=0,\" \",IF(EZ$37<5,$J104/5*EZ$37,IF(EZ$37<=90,MIN(($J104+($K104-$J104)/45*(EZ$37-5)),$L104),$L104-($L104-MIN(($J104+($K104-$J104)/45*85),$L104))/5*(95-EZ$37)))/EZ104)","v":1.9595088674084658E-3},{"$f":"IF($D104=0,\" \",EZ104*FB104)","v":9.8631573365022582},{"$f":"IF($D104=0,\" \",1/($I104*(100-FD$37)/100))","v":5348.0771862458441},{"$f":"IF($D104=0,\" \",1/FD104)","v":1.8698309040336862E-4},{"$f":"IF($D104=0,\" \",IF(FD$37<5,$J104/5*FD$37,IF(FD$37<=90,MIN(($J104+($K104-$J104)/45*(FD$37-5)),$L104),$L104-($L104-MIN(($J104+($K104-$J104)/45*85),$L104))/5*(95-FD$37)))/FD104)","v":1.8822641897331038E-3},{"$f":"IF($D104=0,\" \",FD104*FF104)","v":10.066494171599132},5704.6156653289008,{"$f":"IF($D104=0,\" \",1/FH104)","v":1.7529664725315808E-4},{"$f":"IF($D104=0,\" \",IF(FH$37<5,$J104/5*FH$37,IF(FH$37<=90,MIN(($J104+($K104-$J104)/45*(FH$37-5)),$L104),$L104-($L104-MIN(($J104+($K104-$J104)/45*85),$L104))/5*(95-FH$37)))/FH104)","v":1.8002669433303355E-3},{"$f":"IF($D104=0,\" \",FH104*FJ104)","v":10.269831006696009},6112.0882128523945,{"$f":"IF($D104=0,\" \",1/FL104)","v":1.6361020410294753E-4},{"$f":"IF($D104=0,\" \",IF(FL$37<5,$J104/5*FL$37,IF(FL$37<=90,MIN(($J104+($K104-$J104)/45*(FL$37-5)),$L104),$L104-($L104-MIN(($J104+($K104-$J104)/45*85),$L104))/5*(95-FL$37)))/FL104)","v":1.7135171282001598E-3},{"$f":"IF($D104=0,\" \",FL104*FN104)","v":10.473167841792883},6582.2488446102698,{"$f":"IF($D104=0,\" \",1/FP104)","v":1.5192376095273701E-4},{"$f":"IF($D104=0,\" \",IF(FP$37<5,$J104/5*FP$37,IF(FP$37<=90,MIN(($J104+($K104-$J104)/45*(FP$37-5)),$L104),$L104-($L104-MIN(($J104+($K104-$J104)/45*85),$L104))/5*(95-FP$37)))/FP104)","v":1.6220147443425786E-3},{"$f":"IF($D104=0,\" \",FP104*FR104)","v":10.67650467688976},7130.7695816611258,{"$f":"IF($D104=0,\" \",1/FT104)","v":1.4023731780252646E-4},{"$f":"IF($D104=0,\" \",IF(FT$37<5,$J104/5*FT$37,IF(FT$37<=90,MIN(($J104+($K104-$J104)/45*(FT$37-5)),$L104),$L104-($L104-MIN(($J104+($K104-$J104)/45*85),$L104))/5*(95-FT$37)))/FT104)","v":1.5257597917575896E-3},{"$f":"IF($D104=0,\" \",FT104*FV104)","v":10.879841511986633},7779.0213618121379,{"$f":"IF($D104=0,\" \",1/FX104)","v":1.2855087465231591E-4},{"$f":"IF($D104=0,\" \",IF(FX$37<5,$J104/5*FX$37,IF(FX$37<=90,MIN(($J104+($K104-$J104)/45*(FX$37-5)),$L104),$L104-($L104-MIN(($J104+($K104-$J104)/45*85),$L104))/5*(95-FX$37)))/FX104)","v":1.4247522704451941E-3},{"$f":"IF($D104=0,\" \",FX104*FZ104)","v":11.083178347083509},8556.9234979933499,{"$f":"IF($D104=0,\" \",1/GB104)","v":1.1686443150210541E-4},{"$f":"IF($D104=0,\" \",IF(GB$37<5,$J104/5*GB$37,IF(GB$37<=90,MIN(($J104+($K104-$J104)/45*(GB$37-5)),$L104),$L104-($L104-MIN(($J104+($K104-$J104)/45*85),$L104))/5*(95-GB$37)))/GB104)","v":1.3189921804053922E-3},{"$f":"IF($D104=0,\" \",GB104*GD104)","v":11.286515182180384},9507.6927755481665,{"$f":"IF($D104=0,\" \",1/GF104)","v":1.0517798835189486E-4},{"$f":"IF($D104=0,\" \",IF(GF$37<5,$J104/5*GF$37,IF(GF$37<=90,MIN(($J104+($K104-$J104)/45*(GF$37-5)),$L104),$L104-($L104-MIN(($J104+($K104-$J104)/45*85),$L104))/5*(95-GF$37)))/GF104)","v":1.2084795216381833E-3},{"$f":"IF($D104=0,\" \",GF104*GH104)","v":11.48985201727726},10696.154372491688,{"$f":"IF($D104=0,\" \",1/GJ104)","v":9.3491545201684312E-5},{"$f":"IF($D104=0,\" \",IF(GJ$37<5,$J104/5*GJ$37,IF(GJ$37<=90,MIN(($J104+($K104-$J104)/45*(GJ$37-5)),$L104),$L104-($L104-MIN(($J104+($K104-$J104)/45*85),$L104))/5*(95-GJ$37)))/GJ104)","v":1.0932142941435675E-3},{"$f":"IF($D104=0,\" \",GJ104*GL104)","v":11.693188852374133},12224.176425704789,{"$f":"IF($D104=0,\" \",1/GN104)","v":8.1805102051473765E-5},{"$f":"IF($D104=0,\" \",IF(GN$37<5,$J104/5*GN$37,IF(GN$37<=90,MIN(($J104+($K104-$J104)/45*(GN$37-5)),$L104),$L104-($L104-MIN(($J104+($K104-$J104)/45*85),$L104))/5*(95-GN$37)))/GN104)","v":9.7319649792154499E-4},{"$f":"IF($D104=0,\" \",GN104*GP104)","v":11.89652568747101},14261.539163322252,{"$f":"IF($D104=0,\" \",1/GR104)","v":7.0118658901263231E-5},{"$f":"IF($D104=0,\" \",IF(GR$37<5,$J104/5*GR$37,IF(GR$37<=90,MIN(($J104+($K104-$J104)/45*(GR$37-5)),$L104),$L104-($L104-MIN(($J104+($K104-$J104)/45*85),$L104))/5*(95-GR$37)))/GR104)","v":8.4842613297211606E-4},{"$f":"IF($D104=0,\" \",GR104*GT104)","v":12.099862522567886},17113.8469959867,{"$f":"IF($D104=0,\" \",1/GV104)","v":5.8432215751052704E-5},{"$f":"IF($D104=0,\" \",IF(GV$37<5,$J104/5*GV$37,IF(GV$37<=90,MIN(($J104+($K104-$J104)/45*(GV$37-5)),$L104),$L104-($L104-MIN(($J104+($K104-$J104)/45*85),$L104))/5*(95-GV$37)))/GV104)","v":7.1890319929528038E-4},{"$f":"IF($D104=0,\" \",GV104*GX104)","v":12.303199357664761},21392.308744983377,{"$f":"IF($D104=0,\" \",1/GZ104)","v":4.6745772600842156E-5},{"$f":"IF($D104=0,\" \",IF(GZ$37<5,$J104/5*GZ$37,IF(GZ$37<=90,MIN(($J104+($K104-$J104)/45*(GZ$37-5)),$L104),$L104-($L104-MIN(($J104+($K104-$J104)/45*85),$L104))/5*(95-GZ$37)))/GZ104)","v":6.111992479068875E-4},{"$f":"IF($D104=0,\" \",GZ104*HB104)","v":13.074963015925771},28523.078326644503,{"$f":"IF($D104=0,\" \",1/HD104)","v":3.5059329450631615E-5},{"$f":"IF($D104=0,\" \",IF(HD$37<5,$J104/5*HD$37,IF(HD$37<=90,MIN(($J104+($K104-$J104)/45*(HD$37-5)),$L104),$L104-($L104-MIN(($J104+($K104-$J104)/45*85),$L104))/5*(95-HD$37)))/HD104)","v":4.8545695228316302E-4},{"$f":"IF($D104=0,\" \",HD104*HF104)","v":13.846726674186781},42784.617489966753,{"$f":"IF($D104=0,\" \",1/HH104)","v":2.3372886300421078E-5},{"$f":"IF($D104=0,\" \",IF(HH$37<5,$J104/5*HH$37,IF(HH$37<=90,MIN(($J104+($K104-$J104)/45*(HH$37-5)),$L104),$L104-($L104-MIN(($J104+($K104-$J104)/45*85),$L104))/5*(95-HH$37)))/HH104)","v":3.41676312424107E-4},{"$f":"IF($D104=0,\" \",HH104*HJ104)","v":14.618490332447793},85569.234979933506,{"$f":"IF($D104=0,\" \",1/HL104)","v":1.1686443150210539E-5},{"$f":"IF($D104=0,\" \",IF(HL$37<5,$J104/5*HL$37,IF(HL$37<=90,MIN(($J104+($K104-$J104)/45*(HL$37-5)),$L104),$L104-($L104-MIN(($J104+($K104-$J104)/45*85),$L104))/5*(95-HL$37)))/HL104)","v":1.7985732832971932E-4},{"$f":"IF($D104=0,\" \",HL104*HN104)","v":15.390253990708805},null,{"$f":"IF($D104=\"Full\",'Failure Persistence Storage'!AB104,0)","v":0},{"$f":"IF($D104=\"Full\",'Failure Persistence Storage'!AE104,0)","v":0},{"$f":"IF($D104=\"Full\",'Failure Persistence Storage'!AF104,0)","v":0},{"$f":"IF($D104=\"Full\",'Failure Persistence Storage'!AI104,0)","v":0},{"$f":"IF($D104=\"Full\",'Failure Persistence Storage'!AJ104,0)","v":0},{"$f":"IF($D104=\"Full\",'Failure Persistence Storage'!AM104,0)","v":0},{"$f":"IF($D104=\"Full\",'Failure Persistence Storage'!AN104,0)","v":0},{"$f":"IF($D104=\"Full\",'Failure Persistence Storage'!AQ104,0)","v":0},{"$f":"IF($D104=\"Full\",'Failure Persistence Storage'!AR104,0)","v":0},{"$f":"IF($D104=\"Full\",'Failure Persistence Storage'!AU104,0)","v":0},{"$f":"IF($D104=\"Full\",'Failure Persistence Storage'!AV104,0)","v":0},{"$f":"IF($D104=\"Full\",'Failure Persistence Storage'!AY104,0)","v":0},{"$f":"IF($D104=\"Full\",'Failure Persistence Storage'!AZ104,0)","v":0},{"$f":"IF($D104=\"Full\",'Failure Persistence Storage'!BC104,0)","v":0},{"$f":"IF($D104=\"Full\",'Failure Persistence Storage'!BD104,0)","v":0},{"$f":"IF($D104=\"Full\",'Failure Persistence Storage'!BG104,0)","v":0},{"$f":"IF($D104=\"Full\",'Failure Persistence Storage'!BH104,0)","v":0},{"$f":"IF($D104=\"Full\",'Failure Persistence Storage'!BK104,0)","v":0},{"$f":"IF($D104=\"Full\",'Failure Persistence Storage'!BL104,0)","v":0},{"$f":"IF($D104=\"Full\",'Failure Persistence Storage'!BO104,0)","v":0},{"$f":"IF($D104=\"Full\",'Failure Persistence Storage'!BP104,0)","v":0},{"$f":"IF($D104=\"Full\",'Failure Persistence Storage'!BS104,0)","v":0},{"$f":"IF($D104=\"Full\",'Failure Persistence Storage'!BT104,0)","v":0},{"$f":"IF($D104=\"Full\",'Failure Persistence Storage'!BW104,0)","v":0},{"$f":"IF($D104=\"Full\",'Failure Persistence Storage'!BX104,0)","v":0},{"$f":"IF($D104=\"Full\",'Failure Persistence Storage'!CA104,0)","v":0},{"$f":"IF($D104=\"Full\",'Failure Persistence Storage'!CB104,0)","v":0},{"$f":"IF($D104=\"Full\",'Failure Persistence Storage'!CE104,0)","v":0},{"$f":"IF($D104=\"Full\",'Failure Persistence Storage'!CF104,0)","v":0},{"$f":"IF($D104=\"Full\",'Failure Persistence Storage'!CI104,0)","v":0},{"$f":"IF($D104=\"Full\",'Failure Persistence Storage'!CJ104,0)","v":0},{"$f":"IF($D104=\"Full\",'Failure Persistence Storage'!CM104,0)","v":0},{"$f":"IF($D104=\"Full\",'Failure Persistence Storage'!CN104,0)","v":0},{"$f":"IF($D104=\"Full\",'Failure Persistence Storage'!CQ104,0)","v":0},{"$f":"IF($D104=\"Full\",'Failure Persistence Storage'!CR104,0)","v":0},{"$f":"IF($D104=\"Full\",'Failure Persistence Storage'!CU104,0)","v":0},{"$f":"IF($D104=\"Full\",'Failure Persistence Storage'!CV104,0)","v":0},{"$f":"IF($D104=\"Full\",'Failure Persistence Storage'!CY104,0)","v":0},{"$f":"IF($D104=\"Full\",'Failure Persistence Storage'!CZ104,0)","v":0},{"$f":"IF($D104=\"Full\",'Failure Persistence Storage'!DC104,0)","v":0},{"$f":"IF($D104=\"Full\",'Failure Persistence Storage'!DD104,0)","v":0},{"$f":"IF($D104=\"Full\",'Failure Persistence Storage'!DG104,0)","v":0},{"$f":"IF($D104=\"Full\",'Failure Persistence Storage'!DH104,0)","v":0},{"$f":"IF($D104=\"Full\",'Failure Persistence Storage'!DK104,0)","v":0},{"$f":"IF($D104=\"Full\",'Failure Persistence Storage'!DL104,0)","v":0},{"$f":"IF($D104=\"Full\",'Failure Persistence Storage'!DO104,0)","v":0},{"$f":"IF($D104=\"Full\",'Failure Persistence Storage'!DP104,0)","v":0},{"$f":"IF($D104=\"Full\",'Failure Persistence Storage'!DS104,0)","v":0},{"$f":"IF($D104=\"Full\",'Failure Persistence Storage'!DT104,0)","v":0},{"$f":"IF($D104=\"Full\",'Failure Persistence Storage'!DW104,0)","v":0},{"$f":"IF($D104=\"Full\",'Failure Persistence Storage'!DX104,0)","v":0},{"$f":"IF($D104=\"Full\",'Failure Persistence Storage'!EA104,0)","v":0},{"$f":"IF($D104=\"Full\",'Failure Persistence Storage'!EB104,0)","v":0},{"$f":"IF($D104=\"Full\",'Failure Persistence Storage'!EE104,0)","v":0},{"$f":"IF($D104=\"Full\",'Failure Persistence Storage'!EF104,0)","v":0},{"$f":"IF($D104=\"Full\",'Failure Persistence Storage'!EI104,0)","v":0},{"$f":"IF($D104=\"Full\",'Failure Persistence Storage'!EJ104,0)","v":0},{"$f":"IF($D104=\"Full\",'Failure Persistence Storage'!EM104,0)","v":0},{"$f":"IF($D104=\"Full\",'Failure Persistence Storage'!EN104,0)","v":0},{"$f":"IF($D104=\"Full\",'Failure Persistence Storage'!EQ104,0)","v":0},{"$f":"IF($D104=\"Full\",'Failure Persistence Storage'!ER104,0)","v":0},{"$f":"IF($D104=\"Full\",'Failure Persistence Storage'!EU104,0)","v":0},{"$f":"IF($D104=\"Full\",'Failure Persistence Storage'!EV104,0)","v":0},{"$f":"IF($D104=\"Full\",'Failure Persistence Storage'!EY104,0)","v":0},{"$f":"IF($D104=\"Full\",'Failure Persistence Storage'!EZ104,0)","v":0},{"$f":"IF($D104=\"Full\",'Failure Persistence Storage'!FC104,0)","v":0},{"$f":"IF($D104=\"Full\",'Failure Persistence Storage'!FD104,0)","v":0},{"$f":"IF($D104=\"Full\",'Failure Persistence Storage'!FG104,0)","v":0},{"$f":"IF($D104=\"Full\",'Failure Persistence Storage'!FH104,0)","v":0},{"$f":"IF($D104=\"Full\",'Failure Persistence Storage'!FK104,0)","v":0},{"$f":"IF($D104=\"Full\",'Failure Persistence Storage'!FL104,0)","v":0},{"$f":"IF($D104=\"Full\",'Failure Persistence Storage'!FO104,0)","v":0},{"$f":"IF($D104=\"Full\",'Failure Persistence Storage'!FP104,0)","v":0},{"$f":"IF($D104=\"Full\",'Failure Persistence Storage'!FS104,0)","v":0},{"$f":"IF($D104=\"Full\",'Failure Persistence Storage'!FT104,0)","v":0},{"$f":"IF($D104=\"Full\",'Failure Persistence Storage'!FW104,0)","v":0},{"$f":"IF($D104=\"Full\",'Failure Persistence Storage'!FX104,0)","v":0},{"$f":"IF($D104=\"Full\",'Failure Persistence Storage'!GA104,0)","v":0},{"$f":"IF($D104=\"Full\",'Failure Persistence Storage'!GB104,0)","v":0},{"$f":"IF($D104=\"Full\",'Failure Persistence Storage'!GE104,0)","v":0},{"$f":"IF($D104=\"Full\",'Failure Persistence Storage'!GF104,0)","v":0},{"$f":"IF($D104=\"Full\",'Failure Persistence Storage'!GI104,0)","v":0},{"$f":"IF($D104=\"Full\",'Failure Persistence Storage'!GJ104,0)","v":0},{"$f":"IF($D104=\"Full\",'Failure Persistence Storage'!GM104,0)","v":0},{"$f":"IF($D104=\"Full\",'Failure Persistence Storage'!GN104,0)","v":0},{"$f":"IF($D104=\"Full\",'Failure Persistence Storage'!GQ104,0)","v":0},{"$f":"IF($D104=\"Full\",'Failure Persistence Storage'!GR104,0)","v":0},{"$f":"IF($D104=\"Full\",'Failure Persistence Storage'!GU104,0)","v":0},{"$f":"IF($D104=\"Full\",'Failure Persistence Storage'!GV104,0)","v":0},{"$f":"IF($D104=\"Full\",'Failure Persistence Storage'!GY104,0)","v":0},{"$f":"IF($D104=\"Full\",'Failure Persistence Storage'!GZ104,0)","v":0},{"$f":"IF($D104=\"Full\",'Failure Persistence Storage'!HC104,0)","v":0},{"$f":"IF($D104=\"Full\",'Failure Persistence Storage'!HD104,0)","v":0},{"$f":"IF($D104=\"Full\",'Failure Persistence Storage'!HG104,0)","v":0},{"$f":"IF($D104=\"Full\",'Failure Persistence Storage'!HH104,0)","v":0},{"$f":"IF($D104=\"Full\",'Failure Persistence Storage'!HK104,0)","v":0},{"$f":"IF($D104=\"Full\",'Failure Persistence Storage'!HL104,0)","v":0},{"$f":"IF($D104=\"Full\",'Failure Persistence Storage'!HO104,0)","v":0}]
[null,2,"Pipe","Part",300,3.06,"MS",{"$f":"51-2019+C38","v":68},{"$f":"IF(C105=\"Valve\",0.002,IF(C105=\"Pipe\",IF(G105=\"PVC\",IF(H105<C$38-1986,2.4287*EXP(0.0206*H105),16.746*EXP(0.047*H105)),IF(G105=\"AC\",IF(E105<150,1.6*EXP(0.0526*H105),IF(E105<200,0.9585*EXP(0.0562*H105),IF(E105<300,0.95*EXP(0.0511*H105),0.1749*EXP(0.0701*H105)))),IF(G105=\"DI\",IF(E105<150,1.6*EXP(0.0285*H105),IF(E105<200,1.5302*EXP(0.0264*H105),IF(E105<300,0.95*EXP(0.031*H105),0.7*EXP(0.0327*H105)))),IF(G105=\"MS\",IF(E105<150,3.7022*EXP(0.0673*H105),IF(E105<200,1.8319*EXP(0.0592*H105),IF(E105<300,1.5626*EXP(0.0409*H105),IF(E105<400,1.35*EXP(0.0409*H105),0.55*EXP(0.0136*H105))))),IF(G105=\"CI\",IF(E105<150,IF(H105<C$38-1951,9.4549*EXP(0.0284*H105),0.15*EXP(0.0518*H105)),IF(E105<200,IF(H105<C$38-1951,8.4483*EXP(0.0279*H105),0.1*EXP(0.0529*H105)),IF(E105<300,IF(H105<C$38-1941,3.3385*EXP(0.0307*H105),0.05*EXP(0.0526*H105)),IF(E105>=300,IF(H105<C$38-1941,3.3*EXP(0.0292*H105),0.05*EXP(0.0491*H105)))))))))))*F105/100000,\" \"))","v":6.666762870925476E-4},{"$f":"IF(E105>0,(16.46422001685-14.62447203985*EXP(-0.0000160509317449*(E105^1.58185552616))),\" \")","v":3.6613838660475615},{"$f":"IF(E105>0,(21.94905229466-21.235810579596*EXP(-0.000516425232405*(E105^1.18195509065))),\" \")","v":8.2364626557272551},{"$f":"IF(E105>0,(27.905851492255-27.5285572886*EXP(-0.00442683880468*(E105^0.887671409005))),\" \")","v":14.232608503317287},null,null,null,null,null,null,null,null,null,null,null,null,null,null,null,1530.5901575042128,6.5334276135069658E-4,9.5685545816336114E-4,1.4645535464190247,1562.4774524522168,6.4000923560884578E-4,1.8746555915037286E-3,2.9291070928380494,1595.7216535682217,6.2667570986699476E-4,2.3582134610891383E-3,3.7630522835959987,1630.4112547327484,6.1334218412514374E-4,2.4327537651492918E-3,3.9663891186928746,1666.6426159490316,6.0000865838329284E-4,2.501871675359384E-3,4.16972595378975,1704.5208572206004,5.8667513264144193E-4,2.5655671917194142E-3,4.3730627888866245,1744.1608771559634,5.7334160689959091E-4,2.6238403142293835E-3,4.5763996239834999,1785.6885170882481,5.6000808115774E-4,2.6766910428892917E-3,4.7797364590803753,1829.2418955538153,5.4667455541588899E-4,2.7241193776991377E-3,4.9830732941772506,1874.9729429426604,5.3334102967403808E-4,2.7661253186589234E-3,5.186410129274126,1923.0491722488823,5.2000750393218717E-4,2.8027088657686474E-3,5.3897469643710014,1973.655729413327,5.0667397819033615E-4,2.8338700190283094E-3,5.5930837994678768,2026.9977761542275,4.9334045244848524E-4,2.8596087784379109E-3,5.7964206345647522,2083.3032699362898,4.8000692670663417E-4,2.87992514399745E-3,5.9997574696616276,2142.8262205058977,4.6667340096478332E-4,2.8948191157069287E-3,6.203094304758503,2205.8505211090123,4.5333987522293235E-4,2.9042906935663458E-3,6.4064311398553784,2272.6944762941339,4.4000634948108145E-4,2.9083398775757007E-3,6.6097679749522529,2343.7161786783254,4.2667282373923048E-4,2.9069666677349953E-3,6.8131048100491283,2419.3199263776269,4.1333929799737947E-4,2.9001710640442274E-3,7.0164416451460037,2499.9639239235476,4.000057722555285E-4,2.8879530665033991E-3,7.2197784802428799,2586.1695764726351,3.8667224651367765E-4,2.8703126751125092E-3,7.4231153153397544,2678.5327756323718,3.7333872077182669E-4,2.847249889871558E-3,7.6264521504366289,2777.7376932483862,3.6000519502997567E-4,2.8187647107805447E-3,7.8297889855335052,2884.5737583733239,3.4667166928812476E-4,2.7848571378394707E-3,8.0331258206303797,2999.9567087082569,3.333381435462738E-4,2.745527171048335E-3,8.2364626557272551,3124.9549049044335,3.2000461780442289E-4,2.7007748104071389E-3,8.4397994908241305,3260.8225094654968,3.0667109206257187E-4,2.6506000559158799E-3,8.6431363259210059,3409.0417144412008,2.9333756632072096E-4,2.5950029075745605E-3,8.8464731610178813,3571.3770341764962,2.8000404057887E-4,2.5339833653831795E-3,9.0498099961147567,3749.9458858853209,2.6667051483701904E-4,2.4675414293417373E-3,9.2531468312116321,3947.311458826654,2.5333698909516808E-4,2.3956770994502333E-3,9.4564836663085075,4166.6065398725796,2.4000346335331709E-4,2.3183903757086678E-3,9.6598205014053811,4411.7010422180247,2.2666993761146618E-4,2.2356812581170418E-3,9.8631573365022582,4687.4323573566508,2.1333641186961524E-4,2.1475497466753538E-3,10.066494171599132,4999.9278478470951,2.0000288612776425E-4,2.0539958413836046E-3,10.269831006696009,5357.0655512647436,1.8666936038591334E-4,1.9550195422417941E-3,10.473167841792883,5769.1475167466479,1.7333583464406238E-4,1.850620849249922E-3,10.67650467688976,6249.9098098088671,1.6000230890221144E-4,1.7407997624079886E-3,10.879841511986633,6818.0834288824017,1.4666878316036048E-4,1.6255562817159936E-3,11.083178347083509,7499.8917717706418,1.3333525741850952E-4,1.5048904071739374E-3,11.286515182180384,8333.2130797451591,1.2000173167665854E-4,1.3788021387818197E-3,11.48985201727726,9374.8647147133015,1.0666820593480762E-4,1.2472914765396411E-3,11.693188852374135,10714.131102529487,9.3334680192956672E-5,1.1103584204474007E-3,11.896525687471009,12499.819619617734,8.0001154451105722E-5,9.6800297050509917E-4,12.099862522567886,14999.783543541284,6.666762870925476E-5,8.2022512671273595E-4,12.303199357664761,18749.729429426603,5.333410296740381E-5,6.9734142378638183E-4,13.074963015925771,24999.639239235468,4.0000577225552861E-5,5.5387705965193111E-4,13.846726674186781,37499.458858853206,2.6667051483701905E-5,3.898320343093839E-4,14.618490332447793,74998.917717706412,1.3333525741850953E-5,2.0520634775874019E-4,15.390253990708803,null,{"$f":"IF($D105=\"Full\",'Failure Persistence Storage'!AB105,0)","v":0},{"$f":"IF($D105=\"Full\",'Failure Persistence Storage'!AE105,0)","v":0},{"$f":"IF($D105=\"Full\",'Failure Persistence Storage'!AF105,0)","v":0},{"$f":"IF($D105=\"Full\",'Failure Persistence Storage'!AI105,0)","v":0},{"$f":"IF($D105=\"Full\",'Failure Persistence Storage'!AJ105,0)","v":0},{"$f":"IF($D105=\"Full\",'Failure Persistence Storage'!AM105,0)","v":0},{"$f":"IF($D105=\"Full\",'Failure Persistence Storage'!AN105,0)","v":0},{"$f":"IF($D105=\"Full\",'Failure Persistence Storage'!AQ105,0)","v":0},{"$f":"IF($D105=\"Full\",'Failure Persistence Storage'!AR105,0)","v":0},{"$f":"IF($D105=\"Full\",'Failure Persistence Storage'!AU105,0)","v":0},{"$f":"IF($D105=\"Full\",'Failure Persistence Storage'!AV105,0)","v":0},{"$f":"IF($D105=\"Full\",'Failure Persistence Storage'!AY105,0)","v":0},{"$f":"IF($D105=\"Full\",'Failure Persistence Storage'!AZ105,0)","v":0},{"$f":"IF($D105=\"Full\",'Failure Persistence Storage'!BC105,0)","v":0},{"$f":"IF($D105=\"Full\",'Failure Persistence Storage'!BD105,0)","v":0},{"$f":"IF($D105=\"Full\",'Failure Persistence Storage'!BG105,0)","v":0},{"$f":"IF($D105=\"Full\",'Failure Persistence Storage'!BH105,0)","v":0},{"$f":"IF($D105=\"Full\",'Failure Persistence Storage'!BK105,0)","v":0},{"$f":"IF($D105=\"Full\",'Failure Persistence Storage'!BL105,0)","v":0},{"$f":"IF($D105=\"Full\",'Failure Persistence Storage'!BO105,0)","v":0},{"$f":"IF($D105=\"Full\",'Failure Persistence Storage'!BP105,0)","v":0},{"$f":"IF($D105=\"Full\",'Failure Persistence Storage'!BS105,0)","v":0},{"$f":"IF($D105=\"Full\",'Failure Persistence Storage'!BT105,0)","v":0},{"$f":"IF($D105=\"Full\",'Failure Persistence Storage'!BW105,0)","v":0},{"$f":"IF($D105=\"Full\",'Failure Persistence Storage'!BX105,0)","v":0},{"$f":"IF($D105=\"Full\",'Failure Persistence Storage'!CA105,0)","v":0},{"$f":"IF($D105=\"Full\",'Failure Persistence Storage'!CB105,0)","v":0},{"$f":"IF($D105=\"Full\",'Failure Persistence Storage'!CE105,0)","v":0},{"$f":"IF($D105=\"Full\",'Failure Persistence Storage'!CF105,0)","v":0},{"$f":"IF($D105=\"Full\",'Failure Persistence Storage'!CI105,0)","v":0},{"$f":"IF($D105=\"Full\",'Failure Persistence Storage'!CJ105,0)","v":0},{"$f":"IF($D105=\"Full\",'Failure Persistence Storage'!CM105,0)","v":0},{"$f":"IF($D105=\"Full\",'Failure Persistence Storage'!CN105,0)","v":0},{"$f":"IF($D105=\"Full\",'Failure Persistence Storage'!CQ105,0)","v":0},{"$f":"IF($D105=\"Full\",'Failure Persistence Storage'!CR105,0)","v":0},{"$f":"IF($D105=\"Full\",'Failure Persistence Storage'!CU105,0)","v":0},{"$f":"IF($D105=\"Full\",'Failure Persistence Storage'!CV105,0)","v":0},{"$f":"IF($D105=\"Full\",'Failure Persistence Storage'!CY105,0)","v":0},{"$f":"IF($D105=\"Full\",'Failure Persistence Storage'!CZ105,0)","v":0},{"$f":"IF($D105=\"Full\",'Failure Persistence Storage'!DC105,0)","v":0},{"$f":"IF($D105=\"Full\",'Failure Persistence Storage'!DD105,0)","v":0},{"$f":"IF($D105=\"Full\",'Failure Persistence Storage'!DG105,0)","v":0},{"$f":"IF($D105=\"Full\",'Failure Persistence Storage'!DH105,0)","v":0},{"$f":"IF($D105=\"Full\",'Failure Persistence Storage'!DK105,0)","v":0},{"$f":"IF($D105=\"Full\",'Failure Persistence Storage'!DL105,0)","v":0},{"$f":"IF($D105=\"Full\",'Failure Persistence Storage'!DO105,0)","v":0},{"$f":"IF($D105=\"Full\",'Failure Persistence Storage'!DP105,0)","v":0},{"$f":"IF($D105=\"Full\",'Failure Persistence Storage'!DS105,0)","v":0},{"$f":"IF($D105=\"Full\",'Failure Persistence Storage'!DT105,0)","v":0},{"$f":"IF($D105=\"Full\",'Failure Persistence Storage'!DW105,0)","v":0},{"$f":"IF($D105=\"Full\",'Failure Persistence Storage'!DX105,0)","v":0},{"$f":"IF($D105=\"Full\",'Failure Persistence Storage'!EA105,0)","v":0},{"$f":"IF($D105=\"Full\",'Failure Persistence Storage'!EB105,0)","v":0},{"$f":"IF($D105=\"Full\",'Failure Persistence Storage'!EE105,0)","v":0},{"$f":"IF($D105=\"Full\",'Failure Persistence Storage'!EF105,0)","v":0},{"$f":"IF($D105=\"Full\",'Failure Persistence Storage'!EI105,0)","v":0},{"$f":"IF($D105=\"Full\",'Failure Persistence Storage'!EJ105,0)","v":0},{"$f":"IF($D105=\"Full\",'Failure Persistence Storage'!EM105,0)","v":0},{"$f":"IF($D105=\"Full\",'Failure Persistence Storage'!EN105,0)","v":0},{"$f":"IF($D105=\"Full\",'Failure Persistence Storage'!EQ105,0)","v":0},{"$f":"IF($D105=\"Full\",'Failure Persistence Storage'!ER105,0)","v":0},{"$f":"IF($D105=\"Full\",'Failure Persistence Storage'!EU105,0)","v":0},{"$f":"IF($D105=\"Full\",'Failure Persistence Storage'!EV105,0)","v":0},{"$f":"IF($D105=\"Full\",'Failure Persistence Storage'!EY105,0)","v":0},{"$f":"IF($D105=\"Full\",'Failure Persistence Storage'!EZ105,0)","v":0},{"$f":"IF($D105=\"Full\",'Failure Persistence Storage'!FC105,0)","v":0},{"$f":"IF($D105=\"Full\",'Failure Persistence Storage'!FD105,0)","v":0},{"$f":"IF($D105=\"Full\",'Failure Persistence Storage'!FG105,0)","v":0},{"$f":"IF($D105=\"Full\",'Failure Persistence Storage'!FH105,0)","v":0},{"$f":"IF($D105=\"Full\",'Failure Persistence Storage'!FK105,0)","v":0},{"$f":"IF($D105=\"Full\",'Failure Persistence Storage'!FL105,0)","v":0},{"$f":"IF($D105=\"Full\",'Failure Persistence Storage'!FO105,0)","v":0},{"$f":"IF($D105=\"Full\",'Failure Persistence Storage'!FP105,0)","v":0},{"$f":"IF($D105=\"Full\",'Failure Persistence Storage'!FS105,0)","v":0},{"$f":"IF($D105=\"Full\",'Failure Persistence Storage'!FT105,0)","v":0},{"$f":"IF($D105=\"Full\",'Failure Persistence Storage'!FW105,0)","v":0},{"$f":"IF($D105=\"Full\",'Failure Persistence Storage'!FX105,0)","v":0},{"$f":"IF($D105=\"Full\",'Failure Persistence Storage'!GA105,0)","v":0},{"$f":"IF($D105=\"Full\",'Failure Persistence Storage'!GB105,0)","v":0},{"$f":"IF($D105=\"Full\",'Failure Persistence Storage'!GE105,0)","v":0},{"$f":"IF($D105=\"Full\",'Failure Persistence Storage'!GF105,0)","v":0},{"$f":"IF($D105=\"Full\",'Failure Persistence Storage'!GI105,0)","v":0},{"$f":"IF($D105=\"Full\",'Failure Persistence Storage'!GJ105,0)","v":0},{"$f":"IF($D105=\"Full\",'Failure Persistence Storage'!GM105,0)","v":0},{"$f":"IF($D105=\"Full\",'Failure Persistence Storage'!GN105,0)","v":0},{"$f":"IF($D105=\"Full\",'Failure Persistence Storage'!GQ105,0)","v":0},{"$f":"IF($D105=\"Full\",'Failure Persistence Storage'!GR105,0)","v":0},{"$f":"IF($D105=\"Full\",'Failure Persistence Storage'!GU105,0)","v":0},{"$f":"IF($D105=\"Full\",'Failure Persistence Storage'!GV105,0)","v":0},{"$f":"IF($D105=\"Full\",'Failure Persistence Storage'!GY105,0)","v":0},{"$f":"IF($D105=\"Full\",'Failure Persistence Storage'!GZ105,0)","v":0},{"$f":"IF($D105=\"Full\",'Failure Persistence Storage'!HC105,0)","v":0},{"$f":"IF($D105=\"Full\",'Failure Persistence Storage'!HD105,0)","v":0},{"$f":"IF($D105=\"Full\",'Failure Persistence Storage'!HG105,0)","v":0},{"$f":"IF($D105=\"Full\",'Failure Persistence Storage'!HH105,0)","v":0},{"$f":"IF($D105=\"Full\",'Failure Persistence Storage'!HK105,0)","v":0},{"$f":"IF($D105=\"Full\",'Failure Persistence Storage'!HL105,0)","v":0},{"$f":"IF($D105=\"Full\",'Failure Persistence Storage'!HO105,0)","v":0}]
[null,3,"Pipe","Part",300,3.9929999999999999,"MS",{"$f":"72-2019+C38","v":89},2.0535648508185965E-3,{"$f":"IF(E106>0,(16.46422001685-14.62447203985*EXP(-0.0000160509317449*(E106^1.58185552616))),\" \")","v":3.6613838660475615},{"$f":"IF(E106>0,(21.94905229466-21.235810579596*EXP(-0.000516425232405*(E106^1.18195509065))),\" \")","v":8.2364626557272551},{"$f":"IF(E106>0,(27.905851492255-27.5285572886*EXP(-0.00442683880468*(E106^0.887671409005))),\" \")","v":14.232608503317287},null,null,null,null,null,null,null,null,null,null,null,null,null,null,null,496.89600153535383,2.0124935538022247E-3,2.9474045713664748E-3,1.4645535464190247,507.24800156734045,1.9714222567858526E-3,5.7745069153302348E-3,2.9291070928380494,518.04051223898603,1.9303509597694806E-3,7.2640115873022727E-3,3.7630522835959992,529.30226250505086,1.8892796627531089E-3,7.4936182965116751E-3,3.9663891186928746,541.06453500516318,1.8482083657367367E-3,7.7065223906238097E-3,4.16972595378975,553.36145625528047,1.807137068720365E-3,7.9027238696386792E-3,4.3730627888866245,566.23032733098466,1.7660657717039931E-3,8.0822227335562834E-3,4.5763996239834999,579.71200179124617,1.7249944746876211E-3,8.2450189823766225E-3,4.7797364590803753,593.8513189081059,1.6839231776712492E-3,8.3911126160996947E-3,4.9830732941772506,608.69760188080852,1.6428518806548772E-3,8.5205036347255035E-3,5.186410129274126,624.30523269826517,1.6017805836385053E-3,8.6331920382540436E-3,5.3897469643710005,640.73431776927214,1.5607092866221333E-3,8.7291778266853203E-3,5.5930837994678768,658.05146149276595,1.5196379896057614E-3,8.8084610000193318E-3,5.7964206345647522,676.33066875645397,1.4785666925893894E-3,8.8710415582560764E-3,5.9997574696616276,695.65440214949547,1.4374953955730175E-3,8.9169195013955559E-3,6.203094304758503,716.11482574212766,1.3964240985566455E-3,8.9460948294377701E-3,6.4064311398553784,737.81527500704067,1.3553528015402736E-3,8.9585675423827175E-3,6.6097679749522529,760.87200235101068,1.3142815045239016E-3,8.9543376402303997E-3,6.8131048100491283,785.41626049136573,1.2732102075075299E-3,8.9334051229808184E-3,7.0164416451460037,811.59680250774466,1.232138910491158E-3,8.8957699906339685E-3,7.2197784802428782,839.58289914594275,1.191067613474786E-3,8.8414322431898534E-3,7.4231153153397527,869.56800268686925,1.1499963164584141E-3,8.7703918806484749E-3,7.6264521504366289,901.77422500860519,1.1089250194420421E-3,8.6826489030098295E-3,7.8297889855335052,936.45784904739776,1.0678537224256702E-3,8.5782033102739172E-3,8.0331258206303797,973.91616300929365,1.0267824254092982E-3,8.4570551024407414E-3,8.2364626557272551,1014.4960031346809,9.8571112839292629E-4,8.3192042795102988E-3,8.4397994908241305,1058.6045250101017,9.4463983137655445E-4,8.1646508414825909E-3,8.6431363259210059,1106.7229125105609,9.0356853436018251E-4,7.9933947883576179E-3,8.8464731610178813,1159.4240035824923,8.6249723734381056E-4,7.8054361201353789E-3,9.0498099961147567,1217.395203761617,8.2142594032743861E-4,7.6007748368158738E-3,9.2531468312116321,1281.4686355385443,7.8035464331106667E-4,7.3794109383991035E-3,9.4564836663085075,1352.6613375129079,7.3928334629469472E-4,7.1413444248850655E-3,9.6598205014053811,1432.2296514842553,6.9821204927832277E-4,6.8865752962737658E-3,9.8631573365022582,1521.7440047020214,6.5714075226195082E-4,6.6151035525651974E-3,10.066494171599132,1623.1936050154893,6.1606945524557899E-4,6.3269291937593664E-3,10.269831006696009,1739.1360053737385,5.7499815822920704E-4,6.0220522198562668E-3,10.473167841792883,1872.9156980947955,5.3392686121283509E-4,5.7004726308559029E-3,10.67650467688976,2028.9920062693618,4.9285556419646315E-4,5.362190426758273E-3,10.879841511986633,2213.4458250211219,4.5178426718009125E-4,5.0072056075633779E-3,11.083178347083509,2434.7904075232341,4.1071297016371931E-4,4.6355181732712167E-3,11.286515182180384,2705.3226750258159,3.6964167314734736E-4,4.2471281238817904E-3,11.48985201727726,3043.4880094040427,3.2857037613097541E-4,3.8420354593950985E-3,11.693188852374135,3478.272010747477,2.8749907911460352E-4,3.4202401798111414E-3,11.89652568747101,4057.9840125387236,2.4642778209823157E-4,2.9817422851299174E-3,12.099862522567886,4869.5808150464682,2.0535648508185965E-4,2.5265417753514287E-3,12.303199357664761,6086.9760188080854,1.6428518806548771E-4,2.1480227580206617E-3,13.074963015925771,8115.9680250774472,1.2321389104911579E-4,1.7061090718201355E-3,13.846726674186781,12173.952037616171,8.2142594032743853E-5,1.2008007167498499E-3,14.618490332447793,24347.904075232342,4.1071297016371927E-5,6.3209769280980462E-4,15.390253990708803,null,{"$f":"IF($D106=\"Full\",'Failure Persistence Storage'!AB106,0)","v":0},{"$f":"IF($D106=\"Full\",'Failure Persistence Storage'!AE106,0)","v":0},{"$f":"IF($D106=\"Full\",'Failure Persistence Storage'!AF106,0)","v":0},{"$f":"IF($D106=\"Full\",'Failure Persistence Storage'!AI106,0)","v":0},{"$f":"IF($D106=\"Full\",'Failure Persistence Storage'!AJ106,0)","v":0},{"$f":"IF($D106=\"Full\",'Failure Persistence Storage'!AM106,0)","v":0},{"$f":"IF($D106=\"Full\",'Failure Persistence Storage'!AN106,0)","v":0},{"$f":"IF($D106=\"Full\",'Failure Persistence Storage'!AQ106,0)","v":0},{"$f":"IF($D106=\"Full\",'Failure Persistence Storage'!AR106,0)","v":0},{"$f":"IF($D106=\"Full\",'Failure Persistence Storage'!AU106,0)","v":0},{"$f":"IF($D106=\"Full\",'Failure Persistence Storage'!AV106,0)","v":0},{"$f":"IF($D106=\"Full\",'Failure Persistence Storage'!AY106,0)","v":0},{"$f":"IF($D106=\"Full\",'Failure Persistence Storage'!AZ106,0)","v":0},{"$f":"IF($D106=\"Full\",'Failure Persistence Storage'!BC106,0)","v":0},{"$f":"IF($D106=\"Full\",'Failure Persistence Storage'!BD106,0)","v":0},{"$f":"IF($D106=\"Full\",'Failure Persistence Storage'!BG106,0)","v":0},{"$f":"IF($D106=\"Full\",'Failure Persistence Storage'!BH106,0)","v":0},{"$f":"IF($D106=\"Full\",'Failure Persistence Storage'!BK106,0)","v":0},{"$f":"IF($D106=\"Full\",'Failure Persistence Storage'!BL106,0)","v":0},{"$f":"IF($D106=\"Full\",'Failure Persistence Storage'!BO106,0)","v":0},{"$f":"IF($D106=\"Full\",'Failure Persistence Storage'!BP106,0)","v":0},{"$f":"IF($D106=\"Full\",'Failure Persistence Storage'!BS106,0)","v":0},{"$f":"IF($D106=\"Full\",'Failure Persistence Storage'!BT106,0)","v":0},{"$f":"IF($D106=\"Full\",'Failure Persistence Storage'!BW106,0)","v":0},{"$f":"IF($D106=\"Full\",'Failure Persistence Storage'!BX106,0)","v":0},{"$f":"IF($D106=\"Full\",'Failure Persistence Storage'!CA106,0)","v":0},{"$f":"IF($D106=\"Full\",'Failure Persistence Storage'!CB106,0)","v":0},{"$f":"IF($D106=\"Full\",'Failure Persistence Storage'!CE106,0)","v":0},{"$f":"IF($D106=\"Full\",'Failure Persistence Storage'!CF106,0)","v":0},{"$f":"IF($D106=\"Full\",'Failure Persistence Storage'!CI106,0)","v":0},{"$f":"IF($D106=\"Full\",'Failure Persistence Storage'!CJ106,0)","v":0},{"$f":"IF($D106=\"Full\",'Failure Persistence Storage'!CM106,0)","v":0},{"$f":"IF($D106=\"Full\",'Failure Persistence Storage'!CN106,0)","v":0},{"$f":"IF($D106=\"Full\",'Failure Persistence Storage'!CQ106,0)","v":0},{"$f":"IF($D106=\"Full\",'Failure Persistence Storage'!CR106,0)","v":0},{"$f":"IF($D106=\"Full\",'Failure Persistence Storage'!CU106,0)","v":0},{"$f":"IF($D106=\"Full\",'Failure Persistence Storage'!CV106,0)","v":0},{"$f":"IF($D106=\"Full\",'Failure Persistence Storage'!CY106,0)","v":0},{"$f":"IF($D106=\"Full\",'Failure Persistence Storage'!CZ106,0)","v":0},{"$f":"IF($D106=\"Full\",'Failure Persistence Storage'!DC106,0)","v":0},{"$f":"IF($D106=\"Full\",'Failure Persistence Storage'!DD106,0)","v":0},{"$f":"IF($D106=\"Full\",'Failure Persistence Storage'!DG106,0)","v":0},{"$f":"IF($D106=\"Full\",'Failure Persistence Storage'!DH106,0)","v":0},{"$f":"IF($D106=\"Full\",'Failure Persistence Storage'!DK106,0)","v":0},{"$f":"IF($D106=\"Full\",'Failure Persistence Storage'!DL106,0)","v":0},{"$f":"IF($D106=\"Full\",'Failure Persistence Storage'!DO106,0)","v":0},{"$f":"IF($D106=\"Full\",'Failure Persistence Storage'!DP106,0)","v":0},{"$f":"IF($D106=\"Full\",'Failure Persistence Storage'!DS106,0)","v":0},{"$f":"IF($D106=\"Full\",'Failure Persistence Storage'!DT106,0)","v":0},{"$f":"IF($D106=\"Full\",'Failure Persistence Storage'!DW106,0)","v":0},{"$f":"IF($D106=\"Full\",'Failure Persistence Storage'!DX106,0)","v":0},{"$f":"IF($D106=\"Full\",'Failure Persistence Storage'!EA106,0)","v":0},{"$f":"IF($D106=\"Full\",'Failure Persistence Storage'!EB106,0)","v":0},{"$f":"IF($D106=\"Full\",'Failure Persistence Storage'!EE106,0)","v":0},{"$f":"IF($D106=\"Full\",'Failure Persistence Storage'!EF106,0)","v":0},{"$f":"IF($D106=\"Full\",'Failure Persistence Storage'!EI106,0)","v":0},{"$f":"IF($D106=\"Full\",'Failure Persistence Storage'!EJ106,0)","v":0},{"$f":"IF($D106=\"Full\",'Failure Persistence Storage'!EM106,0)","v":0},{"$f":"IF($D106=\"Full\",'Failure Persistence Storage'!EN106,0)","v":0},{"$f":"IF($D106=\"Full\",'Failure Persistence Storage'!EQ106,0)","v":0},{"$f":"IF($D106=\"Full\",'Failure Persistence Storage'!ER106,0)","v":0},{"$f":"IF($D106=\"Full\",'Failure Persistence Storage'!EU106,0)","v":0},{"$f":"IF($D106=\"Full\",'Failure Persistence Storage'!EV106,0)","v":0},{"$f":"IF($D106=\"Full\",'Failure Persistence Storage'!EY106,0)","v":0},{"$f":"IF($D106=\"Full\",'Failure Persistence Storage'!EZ106,0)","v":0},{"$f":"IF($D106=\"Full\",'Failure Persistence Storage'!FC106,0)","v":0},{"$f":"IF($D106=\"Full\",'Failure Persistence Storage'!FD106,0)","v":0},{"$f":"IF($D106=\"Full\",'Failure Persistence Storage'!FG106,0)","v":0},{"$f":"IF($D106=\"Full\",'Failure Persistence Storage'!FH106,0)","v":0},{"$f":"IF($D106=\"Full\",'Failure Persistence Storage'!FK106,0)","v":0},{"$f":"IF($D106=\"Full\",'Failure Persistence Storage'!FL106,0)","v":0},{"$f":"IF($D106=\"Full\",'Failure Persistence Storage'!FO106,0)","v":0},{"$f":"IF($D106=\"Full\",'Failure Persistence Storage'!FP106,0)","v":0},{"$f":"IF($D106=\"Full\",'Failure Persistence Storage'!FS106,0)","v":0},{"$f":"IF($D106=\"Full\",'Failure Persistence Storage'!FT106,0)","v":0},{"$f":"IF($D106=\"Full\",'Failure Persistence Storage'!FW106,0)","v":0},{"$f":"IF($D106=\"Full\",'Failure Persistence Storage'!FX106,0)","v":0},{"$f":"IF($D106=\"Full\",'Failure Persistence Storage'!GA106,0)","v":0},{"$f":"IF($D106=\"Full\",'Failure Persistence Storage'!GB106,0)","v":0},{"$f":"IF($D106=\"Full\",'Failure Persistence Storage'!GE106,0)","v":0},{"$f":"IF($D106=\"Full\",'Failure Persistence Storage'!GF106,0)","v":0},{"$f":"IF($D106=\"Full\",'Failure Persistence Storage'!GI106,0)","v":0},{"$f":"IF($D106=\"Full\",'Failure Persistence Storage'!GJ106,0)","v":0},{"$f":"IF($D106=\"Full\",'Failure Persistence Storage'!GM106,0)","v":0},{"$f":"IF($D106=\"Full\",'Failure Persistence Storage'!GN106,0)","v":0},{"$f":"IF($D106=\"Full\",'Failure Persistence Storage'!GQ106,0)","v":0},{"$f":"IF($D106=\"Full\",'Failure Persistence Storage'!GR106,0)","v":0},{"$f":"IF($D106=\"Full\",'Failure Persistence Storage'!GU106,0)","v":0},{"$f":"IF($D106=\"Full\",'Failure Persistence Storage'!GV106,0)","v":0},{"$f":"IF($D106=\"Full\",'Failure Persistence Storage'!GY106,0)","v":0},{"$f":"IF($D106=\"Full\",'Failure Persistence Storage'!GZ106,0)","v":0},{"$f":"IF($D106=\"Full\",'Failure Persistence Storage'!HC106,0)","v":0},{"$f":"IF($D106=\"Full\",'Failure Persistence Storage'!HD106,0)","v":0},{"$f":"IF($D106=\"Full\",'Failure Persistence Storage'!HG106,0)","v":0},{"$f":"IF($D106=\"Full\",'Failure Persistence Storage'!HH106,0)","v":0},{"$f":"IF($D106=\"Full\",'Failure Persistence Storage'!HK106,0)","v":0},{"$f":"IF($D106=\"Full\",'Failure Persistence Storage'!HL106,0)","v":0},{"$f":"IF($D106=\"Full\",'Failure Persistence Storage'!HO106,0)","v":0}]
[null,4,"Pipe","Part",300,2.3660000000000001,"MS",{"$f":"72-2019+C38","v":89},1.2168130320653141E-3,{"$f":"IF(E107>0,(16.46422001685-14.62447203985*EXP(-0.0000160509317449*(E107^1.58185552616))),\" \")","v":3.6613838660475615},{"$f":"IF(E107>0,(21.94905229466-21.235810579596*EXP(-0.000516425232405*(E107^1.18195509065))),\" \")","v":8.2364626557272551},{"$f":"IF(E107>0,(27.905851492255-27.5285572886*EXP(-0.00442683880468*(E107^0.887671409005))),\" \")","v":14.232608503317287},null,null,null,null,null,null,null,null,null,null,null,null,null,null,null,838.59075829698565,1.1924767714240078E-3,1.7464460846113394E-3,1.4645535464190247,856.06139909483954,1.1681405107827015E-3,3.4216086555650732E-3,2.9291070928380494,874.27547141600644,1.1438042501413952E-3,4.3041951954813865E-3,3.7630522835959992,893.28145992504983,1.1194679895000891E-3,4.4402456522781427E-3,3.9663891186928746,913.13215903449554,1.0951317288587826E-3,4.5663991926411058E-3,4.16972595378975,933.88516264891598,1.0707954682174763E-3,4.6826558165702758E-3,4.3730627888866245,955.60342224540216,1.0464592075761702E-3,4.789015524065657E-3,4.5763996239834999,978.35588467981654,1.0221229469348639E-3,4.885478315127245E-3,4.7797364590803753,1002.2182233305438,9.9778668629355765E-4,4.9720441897550417E-3,4.9830732941772506,1027.2736789138073,9.7345042565225145E-4,5.0487131479490461E-3,5.186410129274126,1053.6140296551873,9.4911416501094483E-4,5.1154851897092573E-3,5.3897469643710014,1081.3407146461132,9.2477790436963875E-4,5.1723603150356798E-3,5.5930837994678768,1110.5661393662783,9.0044164372833245E-4,5.2193385239283092E-3,5.7964206345647522,1141.4151987931193,8.7610538308702625E-4,5.2564198163871471E-3,5.9997574696616276,1174.0270616157798,8.5176912244572006E-4,5.2836041924121937E-3,6.203094304758503,1208.5572693103618,8.2743286180441355E-4,5.3008916520034472E-3,6.4064311398553784,1245.1802168652214,8.0309660116310714E-4,5.3082821951609084E-3,6.6097679749522529,1284.0920986422593,7.7876034052180106E-4,5.3057758218845799E-3,6.8131048100491283,1325.5144244049129,7.5442407988049476E-4,5.2933725321744583E-3,7.0164416451460037,1369.6982385517431,7.3008781923918856E-4,5.2710723260305471E-3,7.2197784802428799,1416.9292122949068,7.0575155859788216E-4,5.238875203452841E-3,7.4231153153397536,1467.5338270197251,6.8141529795657586E-4,5.1967811644413444E-3,7.6264521504366298,1521.886931724159,6.5707903731526966E-4,5.1447902089960572E-3,7.8297889855335043,1580.4210444827806,6.3274277667396336E-4,5.0829023371169769E-3,8.0331258206303797,1643.637886262092,6.0840651603265706E-4,5.0111175488041053E-3,8.2364626557272551,1712.1227981896791,5.8407025539135076E-4,4.9294358440574422E-3,8.4397994908241305,1786.5629198500997,5.5973399475004457E-4,4.8378572228769878E-3,8.6431363259210059,1867.770325297832,5.3539773410873816E-4,4.7363816852627402E-3,8.8464731610178813,1956.7117693596331,5.1106147346743197E-4,4.6250092312147021E-3,9.0498099961147567,2054.5473578276146,4.8672521282612573E-4,4.5037398607328727E-3,9.2531468312116321,2162.6814292922263,4.6238895218481937E-4,4.3725735738172501E-3,9.4564836663085092,2282.8303975862386,4.3805269154351313E-4,4.2315103704678352E-3,9.6598205014053793,2417.1145386207236,4.1371643090220677E-4,4.0805502506846307E-3,9.8631573365022582,2568.1841972845186,3.8938017026090053E-4,3.919693214467633E-3,10.066494171599132,2739.3964771034862,3.6504390961959428E-4,3.7489392618168449E-3,10.269831006696009,2935.0676540394502,3.4070764897828793E-4,3.5682883927322627E-3,10.473167841792883,3160.8420889655613,3.1637138833698168E-4,3.3777406072138913E-3,10.67650467688976,3424.2455963793582,2.9203512769567538E-4,3.1772959052617264E-3,10.879841511986633,3735.5406505956639,2.6769886705436908E-4,2.96695428687577E-3,11.083178347083509,4109.0947156552293,2.4336260641306286E-4,2.7467157520560232E-3,11.286515182180384,4565.6607951724773,2.1902634577175656E-4,2.5165803008024836E-3,11.48985201727726,5136.3683945690373,1.9469008513045026E-4,2.2765479331151523E-3,11.693188852374135,5870.1353080789004,1.7035382448914396E-4,2.0266186489940291E-3,11.89652568747101,6848.4911927587164,1.4601756384783769E-4,1.7667924484391147E-3,12.099862522567886,8218.1894313104585,1.2168130320653143E-4,1.4970693314504085E-3,12.303199357664761,10272.736789138075,9.7345042565225132E-5,1.2727828313240386E-3,13.074963015925771,13696.982385517433,7.3008781923918846E-5,1.0109326481158127E-3,13.84672667418678,20545.473578276149,4.8672521282612566E-5,7.1151878182573128E-4,14.618490332447793,41090.947156552298,2.4336260641306283E-5,3.7454123245379362E-4,15.390253990708803,null,{"$f":"IF($D107=\"Full\",'Failure Persistence Storage'!AB107,0)","v":0},{"$f":"IF($D107=\"Full\",'Failure Persistence Storage'!AE107,0)","v":0},{"$f":"IF($D107=\"Full\",'Failure Persistence Storage'!AF107,0)","v":0},{"$f":"IF($D107=\"Full\",'Failure Persistence Storage'!AI107,0)","v":0},{"$f":"IF($D107=\"Full\",'Failure Persistence Storage'!AJ107,0)","v":0},{"$f":"IF($D107=\"Full\",'Failure Persistence Storage'!AM107,0)","v":0},{"$f":"IF($D107=\"Full\",'Failure Persistence Storage'!AN107,0)","v":0},{"$f":"IF($D107=\"Full\",'Failure Persistence Storage'!AQ107,0)","v":0},{"$f":"IF($D107=\"Full\",'Failure Persistence Storage'!AR107,0)","v":0},{"$f":"IF($D107=\"Full\",'Failure Persistence Storage'!AU107,0)","v":0},{"$f":"IF($D107=\"Full\",'Failure Persistence Storage'!AV107,0)","v":0},{"$f":"IF($D107=\"Full\",'Failure Persistence Storage'!AY107,0)","v":0},{"$f":"IF($D107=\"Full\",'Failure Persistence Storage'!AZ107,0)","v":0},{"$f":"IF($D107=\"Full\",'Failure Persistence Storage'!BC107,0)","v":0},{"$f":"IF($D107=\"Full\",'Failure Persistence Storage'!BD107,0)","v":0},{"$f":"IF($D107=\"Full\",'Failure Persistence Storage'!BG107,0)","v":0},{"$f":"IF($D107=\"Full\",'Failure Persistence Storage'!BH107,0)","v":0},{"$f":"IF($D107=\"Full\",'Failure Persistence Storage'!BK107,0)","v":0},{"$f":"IF($D107=\"Full\",'Failure Persistence Storage'!BL107,0)","v":0},{"$f":"IF($D107=\"Full\",'Failure Persistence Storage'!BO107,0)","v":0},{"$f":"IF($D107=\"Full\",'Failure Persistence Storage'!BP107,0)","v":0},{"$f":"IF($D107=\"Full\",'Failure Persistence Storage'!BS107,0)","v":0},{"$f":"IF($D107=\"Full\",'Failure Persistence Storage'!BT107,0)","v":0},{"$f":"IF($D107=\"Full\",'Failure Persistence Storage'!BW107,0)","v":0},{"$f":"IF($D107=\"Full\",'Failure Persistence Storage'!BX107,0)","v":0},{"$f":"IF($D107=\"Full\",'Failure Persistence Storage'!CA107,0)","v":0},{"$f":"IF($D107=\"Full\",'Failure Persistence Storage'!CB107,0)","v":0},{"$f":"IF($D107=\"Full\",'Failure Persistence Storage'!CE107,0)","v":0},{"$f":"IF($D107=\"Full\",'Failure Persistence Storage'!CF107,0)","v":0},{"$f":"IF($D107=\"Full\",'Failure Persistence Storage'!CI107,0)","v":0},{"$f":"IF($D107=\"Full\",'Failure Persistence Storage'!CJ107,0)","v":0},{"$f":"IF($D107=\"Full\",'Failure Persistence Storage'!CM107,0)","v":0},{"$f":"IF($D107=\"Full\",'Failure Persistence Storage'!CN107,0)","v":0},{"$f":"IF($D107=\"Full\",'Failure Persistence Storage'!CQ107,0)","v":0},{"$f":"IF($D107=\"Full\",'Failure Persistence Storage'!CR107,0)","v":0},{"$f":"IF($D107=\"Full\",'Failure Persistence Storage'!CU107,0)","v":0},{"$f":"IF($D107=\"Full\",'Failure Persistence Storage'!CV107,0)","v":0},{"$f":"IF($D107=\"Full\",'Failure Persistence Storage'!CY107,0)","v":0},{"$f":"IF($D107=\"Full\",'Failure Persistence Storage'!CZ107,0)","v":0},{"$f":"IF($D107=\"Full\",'Failure Persistence Storage'!DC107,0)","v":0},{"$f":"IF($D107=\"Full\",'Failure Persistence Storage'!DD107,0)","v":0},{"$f":"IF($D107=\"Full\",'Failure Persistence Storage'!DG107,0)","v":0},{"$f":"IF($D107=\"Full\",'Failure Persistence Storage'!DH107,0)","v":0},{"$f":"IF($D107=\"Full\",'Failure Persistence Storage'!DK107,0)","v":0},{"$f":"IF($D107=\"Full\",'Failure Persistence Storage'!DL107,0)","v":0},{"$f":"IF($D107=\"Full\",'Failure Persistence Storage'!DO107,0)","v":0},{"$f":"IF($D107=\"Full\",'Failure Persistence Storage'!DP107,0)","v":0},{"$f":"IF($D107=\"Full\",'Failure Persistence Storage'!DS107,0)","v":0},{"$f":"IF($D107=\"Full\",'Failure Persistence Storage'!DT107,0)","v":0},{"$f":"IF($D107=\"Full\",'Failure Persistence Storage'!DW107,0)","v":0},{"$f":"IF($D107=\"Full\",'Failure Persistence Storage'!DX107,0)","v":0},{"$f":"IF($D107=\"Full\",'Failure Persistence Storage'!EA107,0)","v":0},{"$f":"IF($D107=\"Full\",'Failure Persistence Storage'!EB107,0)","v":0},{"$f":"IF($D107=\"Full\",'Failure Persistence Storage'!EE107,0)","v":0},{"$f":"IF($D107=\"Full\",'Failure Persistence Storage'!EF107,0)","v":0},{"$f":"IF($D107=\"Full\",'Failure Persistence Storage'!EI107,0)","v":0},{"$f":"IF($D107=\"Full\",'Failure Persistence Storage'!EJ107,0)","v":0},{"$f":"IF($D107=\"Full\",'Failure Persistence Storage'!EM107,0)","v":0},{"$f":"IF($D107=\"Full\",'Failure Persistence Storage'!EN107,0)","v":0},{"$f":"IF($D107=\"Full\",'Failure Persistence Storage'!EQ107,0)","v":0},{"$f":"IF($D107=\"Full\",'Failure Persistence Storage'!ER107,0)","v":0},{"$f":"IF($D107=\"Full\",'Failure Persistence Storage'!EU107,0)","v":0},{"$f":"IF($D107=\"Full\",'Failure Persistence Storage'!EV107,0)","v":0},{"$f":"IF($D107=\"Full\",'Failure Persistence Storage'!EY107,0)","v":0},{"$f":"IF($D107=\"Full\",'Failure Persistence Storage'!EZ107,0)","v":0},{"$f":"IF($D107=\"Full\",'Failure Persistence Storage'!FC107,0)","v":0},{"$f":"IF($D107=\"Full\",'Failure Persistence Storage'!FD107,0)","v":0},{"$f":"IF($D107=\"Full\",'Failure Persistence Storage'!FG107,0)","v":0},{"$f":"IF($D107=\"Full\",'Failure Persistence Storage'!FH107,0)","v":0},{"$f":"IF($D107=\"Full\",'Failure Persistence Storage'!FK107,0)","v":0},{"$f":"IF($D107=\"Full\",'Failure Persistence Storage'!FL107,0)","v":0},{"$f":"IF($D107=\"Full\",'Failure Persistence Storage'!FO107,0)","v":0},{"$f":"IF($D107=\"Full\",'Failure Persistence Storage'!FP107,0)","v":0},{"$f":"IF($D107=\"Full\",'Failure Persistence Storage'!FS107,0)","v":0},{"$f":"IF($D107=\"Full\",'Failure Persistence Storage'!FT107,0)","v":0},{"$f":"IF($D107=\"Full\",'Failure Persistence Storage'!FW107,0)","v":0},{"$f":"IF($D107=\"Full\",'Failure Persistence Storage'!FX107,0)","v":0},{"$f":"IF($D107=\"Full\",'Failure Persistence Storage'!GA107,0)","v":0},{"$f":"IF($D107=\"Full\",'Failure Persistence Storage'!GB107,0)","v":0},{"$f":"IF($D107=\"Full\",'Failure Persistence Storage'!GE107,0)","v":0},{"$f":"IF($D107=\"Full\",'Failure Persistence Storage'!GF107,0)","v":0},{"$f":"IF($D107=\"Full\",'Failure Persistence Storage'!GI107,0)","v":0},{"$f":"IF($D107=\"Full\",'Failure Persistence Storage'!GJ107,0)","v":0},{"$f":"IF($D107=\"Full\",'Failure Persistence Storage'!GM107,0)","v":0},{"$f":"IF($D107=\"Full\",'Failure Persistence Storage'!GN107,0)","v":0},{"$f":"IF($D107=\"Full\",'Failure Persistence Storage'!GQ107,0)","v":0},{"$f":"IF($D107=\"Full\",'Failure Persistence Storage'!GR107,0)","v":0},{"$f":"IF($D107=\"Full\",'Failure Persistence Storage'!GU107,0)","v":0},{"$f":"IF($D107=\"Full\",'Failure Persistence Storage'!GV107,0)","v":0},{"$f":"IF($D107=\"Full\",'Failure Persistence Storage'!GY107,0)","v":0},{"$f":"IF($D107=\"Full\",'Failure Persistence Storage'!GZ107,0)","v":0},{"$f":"IF($D107=\"Full\",'Failure Persistence Storage'!HC107,0)","v":0},{"$f":"IF($D107=\"Full\",'Failure Persistence Storage'!HD107,0)","v":0},{"$f":"IF($D107=\"Full\",'Failure Persistence Storage'!HG107,0)","v":0},{"$f":"IF($D107=\"Full\",'Failure Persistence Storage'!HH107,0)","v":0},{"$f":"IF($D107=\"Full\",'Failure Persistence Storage'!HK107,0)","v":0},{"$f":"IF($D107=\"Full\",'Failure Persistence Storage'!HL107,0)","v":0},{"$f":"IF($D107=\"Full\",'Failure Persistence Storage'!HO107,0)","v":0}]
[null,5,"Pipe","Part",300,57.369,"MS",{"$f":"72-2019+C38","v":89},2.9504373134638631E-2,{"$f":"IF(E108>0,(16.46422001685-14.62447203985*EXP(-0.0000160509317449*(E108^1.58185552616))),\" \")","v":3.6613838660475615},{"$f":"IF(E108>0,(21.94905229466-21.235810579596*EXP(-0.000516425232405*(E108^1.18195509065))),\" \")","v":8.2364626557272551},{"$f":"IF(E108>0,(27.905851492255-27.5285572886*EXP(-0.00442683880468*(E108^0.887671409005))),\" \")","v":14.232608503317287},null,null,null,null,null,null,null,null,null,null,null,null,null,null,null,{"$f":"IF($D108=0,\" \",1/($I108*(100-AB$37)/100))","v":34.584980287797734},2.8914285671945858E-2,4.2346519623021099E-2,1.4645535464190247,35.305500710460187,2.8324198209253085E-2,8.2964609873673989E-2,2.9291070928380494,36.056681576640194,2.7734110746560309E-2,0.10436490877834811,3.7630522835959987,36.840522480480196,2.714402328386754E-2,0.10766375859067824,3.9663891186928746,37.659200757824209,2.6553935821174761E-2,0.11072263536881974,4.16972595378975,38.515091684138383,2.5963848358481999E-2,0.11354153911277269,4.3730627888866245,39.410791490746256,2.5373760895789223E-2,0.11612046982253703,4.5763996239834999,40.349143669097359,2.478367343309645E-2,0.11845942749811279,4.7797364590803753,41.333269124441195,2.4193585970403678E-2,0.12055841213949997,4.9830732941772506,42.366600852552232,2.3603498507710902E-2,0.12241742374669853,5.186410129274126,43.452923951335613,2.3013411045018133E-2,0.12403646231970857,5.3897469643710014,44.596421950054975,2.242332358232536E-2,0.12541552785852997,5.5930837994678768,45.801730651407809,2.1833236119632587E-2,0.12655462036316278,5.7964206345647513,47.074000947280247,2.1243148656939815E-2,0.12745373983360703,5.9997574696616276,48.418972402916836,2.0653061194247039E-2,0.12811288626986264,6.2030943047585021,49.843059826532027,2.006297373155427E-2,0.12853205967192974,6.4064311398553784,51.353455578851182,1.9472886268861497E-2,0.12871126003980818,6.6097679749522529,52.958251065690277,1.8882798806168725E-2,0.12865048737349807,6.8131048100491283,54.666581745228676,1.8292711343475952E-2,0.12834974167299937,7.0164416451460037,56.488801136736299,1.770262388078318E-2,0.12780902293831209,7.2197784802428799,58.436690831106525,1.7112536418090404E-2,0.12702833116943615,7.4231153153397527,60.523715503646045,1.6522448955397631E-2,0.1260076663663717,7.6264521504366289,62.765334596373663,1.5932361492704862E-2,0.12474702852911868,7.8297889855335043,65.179385927003423,1.5342274030012088E-2,0.12324641765767702,8.0331258206303797,67.786561364083568,1.4752186567319314E-2,0.12150583375204678,8.2364626557272551,70.611001420920374,1.4162099104626543E-2,0.11952527681222798,8.4397994908241305,73.681044960960392,1.357201164193377E-2,0.11730474683822056,8.6431363259210059,77.030183368276766,1.2981924179240999E-2,0.11484424383002459,8.8464731610178813,80.698287338194717,1.2391836716548225E-2,0.11214376778763999,9.0498099961147567,84.733201705104463,1.1801749253855451E-2,0.10920331871106681,9.2531468312116321,89.192843900109949,1.121166179116268E-2,0.10602289660030506,9.4564836663085075,94.148001894560494,1.0621574328469907E-2,0.10260250145535471,9.6598205014053811,99.686119653064054,1.0031486865777135E-2,9.8942133276215788E-2,9.8631573365022582,105.91650213138055,9.4413994030843624E-3,9.5041792062888264E-2,10.066494171599132,112.9776022734726,8.8513119403915898E-3,9.0901477815372167E-2,10.269831006696009,121.04743100729209,8.2612244776988156E-3,8.6521190533667441E-2,10.473167841792883,130.35877185400685,7.6711370150060439E-3,8.1900930217774184E-2,10.67650467688976,141.22200284184075,7.0810495523132714E-3,7.7040696867692299E-2,10.879841511986633,154.06036673655353,6.4909620896204997E-3,7.194049048342184E-2,11.083178347083509,169.46640341020893,5.9008746269277254E-3,6.6600311064962781E-2,11.286515182180384,188.29600378912099,5.3107871642349537E-3,6.1020158612315162E-2,11.48985201727726,211.83300426276111,4.7206997015421812E-3,5.5200033125478942E-2,11.693188852374135,242.09486201458418,4.1306122388494078E-3,4.9139934604454122E-2,11.89652568747101,282.4440056836815,3.5405247761566357E-3,4.2839863049240728E-2,12.099862522567886,338.93280682041785,2.9504373134638627E-3,3.6299818459838741E-2,12.303199357664761,423.66600852552222,2.3603498507710906E-3,3.0861487003477923E-2,13.074963015925771,564.88801136736299,1.7702623880783178E-3,2.4512339429313638E-2,13.846726674186783,847.33201705104443,1.1801749253855453E-3,1.725237573734589E-2,14.618490332447793,1694.6640341020889,5.9008746269277265E-4,9.0815959275746764E-3,15.390253990708803,null,{"$f":"IF($D108=\"Full\",'Failure Persistence Storage'!AB108,0)","v":0},{"$f":"IF($D108=\"Full\",'Failure Persistence Storage'!AE108,0)","v":0},{"$f":"IF($D108=\"Full\",'Failure Persistence Storage'!AF108,0)","v":0},{"$f":"IF($D108=\"Full\",'Failure Persistence Storage'!AI108,0)","v":0},{"$f":"IF($D108=\"Full\",'Failure Persistence Storage'!AJ108,0)","v":0},{"$f":"IF($D108=\"Full\",'Failure Persistence Storage'!AM108,0)","v":0},{"$f":"IF($D108=\"Full\",'Failure Persistence Storage'!AN108,0)","v":0},{"$f":"IF($D108=\"Full\",'Failure Persistence Storage'!AQ108,0)","v":0},{"$f":"IF($D108=\"Full\",'Failure Persistence Storage'!AR108,0)","v":0},{"$f":"IF($D108=\"Full\",'Failure Persistence Storage'!AU108,0)","v":0},{"$f":"IF($D108=\"Full\",'Failure Persistence Storage'!AV108,0)","v":0},{"$f":"IF($D108=\"Full\",'Failure Persistence Storage'!AY108,0)","v":0},{"$f":"IF($D108=\"Full\",'Failure Persistence Storage'!AZ108,0)","v":0},{"$f":"IF($D108=\"Full\",'Failure Persistence Storage'!BC108,0)","v":0},{"$f":"IF($D108=\"Full\",'Failure Persistence Storage'!BD108,0)","v":0},{"$f":"IF($D108=\"Full\",'Failure Persistence Storage'!BG108,0)","v":0},{"$f":"IF($D108=\"Full\",'Failure Persistence Storage'!BH108,0)","v":0},{"$f":"IF($D108=\"Full\",'Failure Persistence Storage'!BK108,0)","v":0},{"$f":"IF($D108=\"Full\",'Failure Persistence Storage'!BL108,0)","v":0},{"$f":"IF($D108=\"Full\",'Failure Persistence Storage'!BO108,0)","v":0},{"$f":"IF($D108=\"Full\",'Failure Persistence Storage'!BP108,0)","v":0},{"$f":"IF($D108=\"Full\",'Failure Persistence Storage'!BS108,0)","v":0},{"$f":"IF($D108=\"Full\",'Failure Persistence Storage'!BT108,0)","v":0},{"$f":"IF($D108=\"Full\",'Failure Persistence Storage'!BW108,0)","v":0},{"$f":"IF($D108=\"Full\",'Failure Persistence Storage'!BX108,0)","v":0},{"$f":"IF($D108=\"Full\",'Failure Persistence Storage'!CA108,0)","v":0},{"$f":"IF($D108=\"Full\",'Failure Persistence Storage'!CB108,0)","v":0},{"$f":"IF($D108=\"Full\",'Failure Persistence Storage'!CE108,0)","v":0},{"$f":"IF($D108=\"Full\",'Failure Persistence Storage'!CF108,0)","v":0},{"$f":"IF($D108=\"Full\",'Failure Persistence Storage'!CI108,0)","v":0},{"$f":"IF($D108=\"Full\",'Failure Persistence Storage'!CJ108,0)","v":0},{"$f":"IF($D108=\"Full\",'Failure Persistence Storage'!CM108,0)","v":0},{"$f":"IF($D108=\"Full\",'Failure Persistence Storage'!CN108,0)","v":0},{"$f":"IF($D108=\"Full\",'Failure Persistence Storage'!CQ108,0)","v":0},{"$f":"IF($D108=\"Full\",'Failure Persistence Storage'!CR108,0)","v":0},{"$f":"IF($D108=\"Full\",'Failure Persistence Storage'!CU108,0)","v":0},{"$f":"IF($D108=\"Full\",'Failure Persistence Storage'!CV108,0)","v":0},{"$f":"IF($D108=\"Full\",'Failure Persistence Storage'!CY108,0)","v":0},{"$f":"IF($D108=\"Full\",'Failure Persistence Storage'!CZ108,0)","v":0},{"$f":"IF($D108=\"Full\",'Failure Persistence Storage'!DC108,0)","v":0},{"$f":"IF($D108=\"Full\",'Failure Persistence Storage'!DD108,0)","v":0},{"$f":"IF($D108=\"Full\",'Failure Persistence Storage'!DG108,0)","v":0},{"$f":"IF($D108=\"Full\",'Failure Persistence Storage'!DH108,0)","v":0},{"$f":"IF($D108=\"Full\",'Failure Persistence Storage'!DK108,0)","v":0},{"$f":"IF($D108=\"Full\",'Failure Persistence Storage'!DL108,0)","v":0},{"$f":"IF($D108=\"Full\",'Failure Persistence Storage'!DO108,0)","v":0},{"$f":"IF($D108=\"Full\",'Failure Persistence Storage'!DP108,0)","v":0},{"$f":"IF($D108=\"Full\",'Failure Persistence Storage'!DS108,0)","v":0},{"$f":"IF($D108=\"Full\",'Failure Persistence Storage'!DT108,0)","v":0},{"$f":"IF($D108=\"Full\",'Failure Persistence Storage'!DW108,0)","v":0},{"$f":"IF($D108=\"Full\",'Failure Persistence Storage'!DX108,0)","v":0},{"$f":"IF($D108=\"Full\",'Failure Persistence Storage'!EA108,0)","v":0},{"$f":"IF($D108=\"Full\",'Failure Persistence Storage'!EB108,0)","v":0},{"$f":"IF($D108=\"Full\",'Failure Persistence Storage'!EE108,0)","v":0},{"$f":"IF($D108=\"Full\",'Failure Persistence Storage'!EF108,0)","v":0},{"$f":"IF($D108=\"Full\",'Failure Persistence Storage'!EI108,0)","v":0},{"$f":"IF($D108=\"Full\",'Failure Persistence Storage'!EJ108,0)","v":0},{"$f":"IF($D108=\"Full\",'Failure Persistence Storage'!EM108,0)","v":0},{"$f":"IF($D108=\"Full\",'Failure Persistence Storage'!EN108,0)","v":0},{"$f":"IF($D108=\"Full\",'Failure Persistence Storage'!EQ108,0)","v":0},{"$f":"IF($D108=\"Full\",'Failure Persistence Storage'!ER108,0)","v":0},{"$f":"IF($D108=\"Full\",'Failure Persistence Storage'!EU108,0)","v":0},{"$f":"IF($D108=\"Full\",'Failure Persistence Storage'!EV108,0)","v":0},{"$f":"IF($D108=\"Full\",'Failure Persistence Storage'!EY108,0)","v":0},{"$f":"IF($D108=\"Full\",'Failure Persistence Storage'!EZ108,0)","v":0},{"$f":"IF($D108=\"Full\",'Failure Persistence Storage'!FC108,0)","v":0},{"$f":"IF($D108=\"Full\",'Failure Persistence Storage'!FD108,0)","v":0},{"$f":"IF($D108=\"Full\",'Failure Persistence Storage'!FG108,0)","v":0},{"$f":"IF($D108=\"Full\",'Failure Persistence Storage'!FH108,0)","v":0},{"$f":"IF($D108=\"Full\",'Failure Persistence Storage'!FK108,0)","v":0},{"$f":"IF($D108=\"Full\",'Failure Persistence Storage'!FL108,0)","v":0},{"$f":"IF($D108=\"Full\",'Failure Persistence Storage'!FO108,0)","v":0},{"$f":"IF($D108=\"Full\",'Failure Persistence Storage'!FP108,0)","v":0},{"$f":"IF($D108=\"Full\",'Failure Persistence Storage'!FS108,0)","v":0},{"$f":"IF($D108=\"Full\",'Failure Persistence Storage'!FT108,0)","v":0},{"$f":"IF($D108=\"Full\",'Failure Persistence Storage'!FW108,0)","v":0},{"$f":"IF($D108=\"Full\",'Failure Persistence Storage'!FX108,0)","v":0},{"$f":"IF($D108=\"Full\",'Failure Persistence Storage'!GA108,0)","v":0},{"$f":"IF($D108=\"Full\",'Failure Persistence Storage'!GB108,0)","v":0},{"$f":"IF($D108=\"Full\",'Failure Persistence Storage'!GE108,0)","v":0},{"$f":"IF($D108=\"Full\",'Failure Persistence Storage'!GF108,0)","v":0},{"$f":"IF($D108=\"Full\",'Failure Persistence Storage'!GI108,0)","v":0},{"$f":"IF($D108=\"Full\",'Failure Persistence Storage'!GJ108,0)","v":0},{"$f":"IF($D108=\"Full\",'Failure Persistence Storage'!GM108,0)","v":0},{"$f":"IF($D108=\"Full\",'Failure Persistence Storage'!GN108,0)","v":0},{"$f":"IF($D108=\"Full\",'Failure Persistence Storage'!GQ108,0)","v":0},{"$f":"IF($D108=\"Full\",'Failure Persistence Storage'!GR108,0)","v":0},{"$f":"IF($D108=\"Full\",'Failure Persistence Storage'!GU108,0)","v":0},{"$f":"IF($D108=\"Full\",'Failure Persistence Storage'!GV108,0)","v":0},{"$f":"IF($D108=\"Full\",'Failure Persistence Storage'!GY108,0)","v":0},{"$f":"IF($D108=\"Full\",'Failure Persistence Storage'!GZ108,0)","v":0},{"$f":"IF($D108=\"Full\",'Failure Persistence Storage'!HC108,0)","v":0},{"$f":"IF($D108=\"Full\",'Failure Persistence Storage'!HD108,0)","v":0},{"$f":"IF($D108=\"Full\",'Failure Persistence Storage'!HG108,0)","v":0},{"$f":"IF($D108=\"Full\",'Failure Persistence Storage'!HH108,0)","v":0},{"$f":"IF($D108=\"Full\",'Failure Persistence Storage'!HK108,0)","v":0},{"$f":"IF($D108=\"Full\",'Failure Persistence Storage'!HL108,0)","v":0},{"$f":"IF($D108=\"Full\",'Failure Persistence Storage'!HO108,0)","v":0}]
[null,6,"Pipe","Part",300,60.939,"MS",{"$f":"72-2019+C38","v":89},3.1340392798405822E-2,3.6613838660475615,8.2364626557272551,14.232608503317287,null,null,null,null,null,null,null,null,null,null,null,null,null,null,null,32.558882392731554,3.0713584942437706E-2,4.4981689750689099E-2,1.4645535464190247,33.237192442580124,3.0086777086469594E-2,8.812739216461539E-2,2.9291070928380494,33.944366749869062,2.9459969230501478E-2,0.11085940448750646,3.7630522835959992,34.682287766170568,2.8833161374533359E-2,0.1143635375334648,3.9663891186928746,35.45300527208547,2.8206353518565239E-2,0.11761276432813031,4.16972595378975,36.258755391905595,2.7579545662597123E-2,0.12060708487150298,4.3730627888866245,37.101982261484793,2.6952737806629008E-2,0.12334649916358285,4.5763996239834999,37.985362791520153,2.6325929950660885E-2,0.12583100720436985,4.7797364590803744,38.911835054727952,2.5699122094692776E-2,0.12806060899386409,4.9830732941772506,39.884630931096147,2.5072314238724663E-2,0.13003530453206549,5.186410129274126,40.907313775483239,2.4445506382756541E-2,0.13175509381897399,5.3897469643710014,41.983822032732789,2.3818698526788428E-2,0.13321997685458975,5.5930837994678777,43.118519925509354,2.3191890670820309E-2,0.13442995363891261,5.7964206345647522,44.316256590106839,2.2565082814852193E-2,0.13538502417194265,5.9997574696616267,45.582435349824181,2.1938274958884074E-2,0.13608518845367987,6.203094304758503,46.923095213054296,2.1311467102915961E-2,0.1365304464841243,6.4064311398553784,48.345007189207465,2.0684659246947842E-2,0.13672079826327582,6.6097679749522529,49.855788663870193,2.0057851390979726E-2,0.13665624379113456,6.8131048100491274,51.46403991109181,1.943104353501161E-2,0.13633678306770047,7.0164416451460028,53.179507908128201,1.8804235679043494E-2,0.13576241609297357,7.219778480242879,55.01328404289125,1.8177427823075375E-2,0.13493314286695376,7.4231153153397527,56.978044187280226,1.7550619967107259E-2,0.1338489633896412,7.6264521504366289,59.088342120142443,1.6923812111139146E-2,0.13250987766103581,7.8297889855335043,61.360970663224855,1.6297004255171027E-2,0.13091588568113754,8.0331258206303797,63.815409489753847,1.5670196399202911E-2,0.12906698744994649,8.2364626557272551,66.474384885160248,1.5043388543234797E-2,0.12696318296746259,8.4397994908241305,69.364575532341135,1.4416580687266679E-2,0.12460447223368586,8.6431363259210059,72.51751078381119,1.3789772831298562E-2,0.12199085524861629,8.8464731610178813,75.970725583040306,1.3162964975330442E-2,0.11912233201225388,9.0498099961147567,79.769261862192295,1.2536157119362332E-2,0.1159989025245987,9.2531468312116321,83.967644065465578,1.1909349263394214E-2,0.11262056678565063,9.4564836663085075,88.632513180213678,1.1282541407426096E-2,0.10898732479540972,9.6598205014053811,93.846190426108592,1.0655733551457981E-2,0.10509917655387604,9.8631573365022582,99.711577327740386,1.0028925695489863E-2,0.10095612206104948,10.066494171599132,106.3590158162564,9.402117839521747E-3,9.6558161316930138E-2,10.269831006696009,113.95608837456045,8.7753099835536294E-3,9.1905294321517894E-2,10.473167841792883,122.72194132644971,8.1485021275855135E-3,8.6997521074812886E-2,10.67650467688976,132.9487697703205,7.5216942716173985E-3,8.1834841576815032E-2,10.879841511986633,145.03502156762238,6.8948864156492809E-3,7.641725582752433E-2,11.083178347083509,159.53852372438459,6.2680785596811658E-3,7.0744763826940824E-2,11.286515182180382,177.26502636042736,5.6412707037130482E-3,6.481736557506447E-2,11.48985201727726,199.42315465548077,5.0144628477449315E-3,5.8635061071895291E-2,11.693188852374135,227.9121767491209,4.3876549917768147E-3,5.2197850317433278E-2,11.89652568747101,265.89753954064099,3.7608471358086992E-3,4.5505733311678453E-2,12.099862522567886,319.07704744876918,3.1340392798405829E-3,3.8558710054630789E-2,12.303199357664761,398.84630931096154,2.5072314238724657E-3,3.2781958139499398E-2,13.074963015925769,531.79507908128198,1.8804235679043496E-3,2.6037711176470635E-2,13.846726674186781,797.69261862192309,1.2536157119362329E-3,1.8325969165544478E-2,14.618490332447793,1595.3852372438462,6.2680785596811643E-4,9.6467321067209323E-3,15.390253990708803,null,{"$f":"IF($D109=\"Full\",'Failure Persistence Storage'!AB109,0)","v":0},{"$f":"IF($D109=\"Full\",'Failure Persistence Storage'!AE109,0)","v":0},{"$f":"IF($D109=\"Full\",'Failure Persistence Storage'!AF109,0)","v":0},{"$f":"IF($D109=\"Full\",'Failure Persistence Storage'!AI109,0)","v":0},{"$f":"IF($D109=\"Full\",'Failure Persistence Storage'!AJ109,0)","v":0},{"$f":"IF($D109=\"Full\",'Failure Persistence Storage'!AM109,0)","v":0},{"$f":"IF($D109=\"Full\",'Failure Persistence Storage'!AN109,0)","v":0},{"$f":"IF($D109=\"Full\",'Failure Persistence Storage'!AQ109,0)","v":0},{"$f":"IF($D109=\"Full\",'Failure Persistence Storage'!AR109,0)","v":0},{"$f":"IF($D109=\"Full\",'Failure Persistence Storage'!AU109,0)","v":0},{"$f":"IF($D109=\"Full\",'Failure Persistence Storage'!AV109,0)","v":0},{"$f":"IF($D109=\"Full\",'Failure Persistence Storage'!AY109,0)","v":0},{"$f":"IF($D109=\"Full\",'Failure Persistence Storage'!AZ109,0)","v":0},{"$f":"IF($D109=\"Full\",'Failure Persistence Storage'!BC109,0)","v":0},{"$f":"IF($D109=\"Full\",'Failure Persistence Storage'!BD109,0)","v":0},{"$f":"IF($D109=\"Full\",'Failure Persistence Storage'!BG109,0)","v":0},{"$f":"IF($D109=\"Full\",'Failure Persistence Storage'!BH109,0)","v":0},{"$f":"IF($D109=\"Full\",'Failure Persistence Storage'!BK109,0)","v":0},{"$f":"IF($D109=\"Full\",'Failure Persistence Storage'!BL109,0)","v":0},{"$f":"IF($D109=\"Full\",'Failure Persistence Storage'!BO109,0)","v":0},{"$f":"IF($D109=\"Full\",'Failure Persistence Storage'!BP109,0)","v":0},{"$f":"IF($D109=\"Full\",'Failure Persistence Storage'!BS109,0)","v":0},{"$f":"IF($D109=\"Full\",'Failure Persistence Storage'!BT109,0)","v":0},{"$f":"IF($D109=\"Full\",'Failure Persistence Storage'!BW109,0)","v":0},{"$f":"IF($D109=\"Full\",'Failure Persistence Storage'!BX109,0)","v":0},{"$f":"IF($D109=\"Full\",'Failure Persistence Storage'!CA109,0)","v":0},{"$f":"IF($D109=\"Full\",'Failure Persistence Storage'!CB109,0)","v":0},{"$f":"IF($D109=\"Full\",'Failure Persistence Storage'!CE109,0)","v":0},{"$f":"IF($D109=\"Full\",'Failure Persistence Storage'!CF109,0)","v":0},{"$f":"IF($D109=\"Full\",'Failure Persistence Storage'!CI109,0)","v":0},{"$f":"IF($D109=\"Full\",'Failure Persistence Storage'!CJ109,0)","v":0},{"$f":"IF($D109=\"Full\",'Failure Persistence Storage'!CM109,0)","v":0},{"$f":"IF($D109=\"Full\",'Failure Persistence Storage'!CN109,0)","v":0},{"$f":"IF($D109=\"Full\",'Failure Persistence Storage'!CQ109,0)","v":0},{"$f":"IF($D109=\"Full\",'Failure Persistence Storage'!CR109,0)","v":0},{"$f":"IF($D109=\"Full\",'Failure Persistence Storage'!CU109,0)","v":0},{"$f":"IF($D109=\"Full\",'Failure Persistence Storage'!CV109,0)","v":0},{"$f":"IF($D109=\"Full\",'Failure Persistence Storage'!CY109,0)","v":0},{"$f":"IF($D109=\"Full\",'Failure Persistence Storage'!CZ109,0)","v":0},{"$f":"IF($D109=\"Full\",'Failure Persistence Storage'!DC109,0)","v":0},{"$f":"IF($D109=\"Full\",'Failure Persistence Storage'!DD109,0)","v":0},{"$f":"IF($D109=\"Full\",'Failure Persistence Storage'!DG109,0)","v":0},{"$f":"IF($D109=\"Full\",'Failure Persistence Storage'!DH109,0)","v":0},{"$f":"IF($D109=\"Full\",'Failure Persistence Storage'!DK109,0)","v":0},{"$f":"IF($D109=\"Full\",'Failure Persistence Storage'!DL109,0)","v":0},{"$f":"IF($D109=\"Full\",'Failure Persistence Storage'!DO109,0)","v":0},{"$f":"IF($D109=\"Full\",'Failure Persistence Storage'!DP109,0)","v":0},{"$f":"IF($D109=\"Full\",'Failure Persistence Storage'!DS109,0)","v":0},{"$f":"IF($D109=\"Full\",'Failure Persistence Storage'!DT109,0)","v":0},{"$f":"IF($D109=\"Full\",'Failure Persistence Storage'!DW109,0)","v":0},{"$f":"IF($D109=\"Full\",'Failure Persistence Storage'!DX109,0)","v":0},{"$f":"IF($D109=\"Full\",'Failure Persistence Storage'!EA109,0)","v":0},{"$f":"IF($D109=\"Full\",'Failure Persistence Storage'!EB109,0)","v":0},{"$f":"IF($D109=\"Full\",'Failure Persistence Storage'!EE109,0)","v":0},{"$f":"IF($D109=\"Full\",'Failure Persistence Storage'!EF109,0)","v":0},{"$f":"IF($D109=\"Full\",'Failure Persistence Storage'!EI109,0)","v":0},{"$f":"IF($D109=\"Full\",'Failure Persistence Storage'!EJ109,0)","v":0},{"$f":"IF($D109=\"Full\",'Failure Persistence Storage'!EM109,0)","v":0},{"$f":"IF($D109=\"Full\",'Failure Persistence Storage'!EN109,0)","v":0},{"$f":"IF($D109=\"Full\",'Failure Persistence Storage'!EQ109,0)","v":0},{"$f":"IF($D109=\"Full\",'Failure Persistence Storage'!ER109,0)","v":0},{"$f":"IF($D109=\"Full\",'Failure Persistence Storage'!EU109,0)","v":0},{"$f":"IF($D109=\"Full\",'Failure Persistence Storage'!EV109,0)","v":0},{"$f":"IF($D109=\"Full\",'Failure Persistence Storage'!EY109,0)","v":0},{"$f":"IF($D109=\"Full\",'Failure Persistence Storage'!EZ109,0)","v":0},{"$f":"IF($D109=\"Full\",'Failure Persistence Storage'!FC109,0)","v":0},{"$f":"IF($D109=\"Full\",'Failure Persistence Storage'!FD109,0)","v":0},{"$f":"IF($D109=\"Full\",'Failure Persistence Storage'!FG109,0)","v":0},{"$f":"IF($D109=\"Full\",'Failure Persistence Storage'!FH109,0)","v":0},{"$f":"IF($D109=\"Full\",'Failure Persistence Storage'!FK109,0)","v":0},{"$f":"IF($D109=\"Full\",'Failure Persistence Storage'!FL109,0)","v":0},{"$f":"IF($D109=\"Full\",'Failure Persistence Storage'!FO109,0)","v":0},{"$f":"IF($D109=\"Full\",'Failure Persistence Storage'!FP109,0)","v":0},{"$f":"IF($D109=\"Full\",'Failure Persistence Storage'!FS109,0)","v":0},{"$f":"IF($D109=\"Full\",'Failure Persistence Storage'!FT109,0)","v":0},{"$f":"IF($D109=\"Full\",'Failure Persistence Storage'!FW109,0)","v":0},{"$f":"IF($D109=\"Full\",'Failure Persistence Storage'!FX109,0)","v":0},{"$f":"IF($D109=\"Full\",'Failure Persistence Storage'!GA109,0)","v":0},{"$f":"IF($D109=\"Full\",'Failure Persistence Storage'!GB109,0)","v":0},{"$f":"IF($D109=\"Full\",'Failure Persistence Storage'!GE109,0)","v":0},{"$f":"IF($D109=\"Full\",'Failure Persistence Storage'!GF109,0)","v":0},{"$f":"IF($D109=\"Full\",'Failure Persistence Storage'!GI109,0)","v":0},{"$f":"IF($D109=\"Full\",'Failure Persistence Storage'!GJ109,0)","v":0},{"$f":"IF($D109=\"Full\",'Failure Persistence Storage'!GM109,0)","v":0},{"$f":"IF($D109=\"Full\",'Failure Persistence Storage'!GN109,0)","v":0},{"$f":"IF($D109=\"Full\",'Failure Persistence Storage'!GQ109,0)","v":0},{"$f":"IF($D109=\"Full\",'Failure Persistence Storage'!GR109,0)","v":0},{"$f":"IF($D109=\"Full\",'Failure Persistence Storage'!GU109,0)","v":0},{"$f":"IF($D109=\"Full\",'Failure Persistence Storage'!GV109,0)","v":0},{"$f":"IF($D109=\"Full\",'Failure Persistence Storage'!GY109,0)","v":0},{"$f":"IF($D109=\"Full\",'Failure Persistence Storage'!GZ109,0)","v":0},{"$f":"IF($D109=\"Full\",'Failure Persistence Storage'!HC109,0)","v":0},{"$f":"IF($D109=\"Full\",'Failure Persistence Storage'!HD109,0)","v":0},{"$f":"IF($D109=\"Full\",'Failure Persistence Storage'!HG109,0)","v":0},{"$f":"IF($D109=\"Full\",'Failure Persistence Storage'!HH109,0)","v":0},{"$f":"IF($D109=\"Full\",'Failure Persistence Storage'!HK109,0)","v":0},{"$f":"IF($D109=\"Full\",'Failure Persistence Storage'!HL109,0)","v":0},{"$f":"IF($D109=\"Full\",'Failure Persistence Storage'!HO109,0)","v":0}]
[null,7,"Pipe","Part",300,32.924999999999997,"MS",{"$f":"72-2019+C38","v":89},1.6933038495667987E-2,3.6613838660475615,8.2364626557272551,14.232608503317287,null,null,null,null,null,null,null,null,null,null,null,null,null,null,null,60.261373853626992,1.6594377725754627E-2,2.4303354748870808E-2,1.4645535464190247,61.516819142244216,1.6255716955841267E-2,4.7614735834522401E-2,2.9291070928380494,62.825687634632395,1.5917056185927907E-2,5.9896714628581836E-2,3.7630522835959992,64.191463452776574,1.5578395416014549E-2,6.1789978064775063E-2,3.9663891186928746,65.617940418393829,1.5239734646101189E-2,6.3545517082716982E-2,4.16972595378975,67.109257246084596,1.490107387618783E-2,6.516333168240758E-2,4.3730627888866245,68.669937647156345,1.4562413106274466E-2,6.6643421863846863E-2,4.5763996239834999,70.304936162564829,1.4223752336361108E-2,6.798578762703486E-2,4.7797364590803753,72.019690703115188,1.3885091566447749E-2,6.9190428971971543E-2,4.9830732941772506,73.820182970693054,1.354643079653439E-2,7.0257345898656939E-2,5.186410129274126,75.713008175069803,1.3207770026621031E-2,7.1186538407091007E-2,5.3897469643710023,77.705455758624282,1.2869109256707669E-2,7.1978006497273747E-2,5.5930837994678759,79.805603211560069,1.2530448486794309E-2,7.2631750169205214E-2,5.7964206345647522,82.022425522992293,1.219178771688095E-2,7.3147769422885367E-2,5.9997574696616276,84.365923395077786,1.1853126946967591E-2,7.3526064258314205E-2,6.203094304758503,86.847274083168315,1.151446617705423E-2,7.376663467549173E-2,6.4064311398553784,89.479009661446142,1.117580540714087E-2,7.3869480674417953E-2,6.6097679749522529,92.275228713366332,1.0837144637227512E-2,7.3834602255092877E-2,6.8131048100491283,95.251848994442653,1.0498483867314152E-2,7.3661999417516499E-2,7.0164416451460045,98.426910627590743,1.0159823097400792E-2,7.3351672161688794E-2,7.219778480242879,101.82094202854215,9.8211623274874326E-3,7.2903620487609788E-2,7.4231153153397536,105.45740424384724,9.4825015575740728E-3,7.2317844395279468E-2,7.6264521504366289,109.36323403065639,9.143840787660713E-3,7.1594343884697861E-2,7.8297889855335052,113.56951226260472,8.8051800177473532E-3,7.0733118955864926E-2,8.0331258206303797,118.1122927531089,8.4665192478339934E-3,6.9734169608780691E-2,8.2364626557272551,123.03363828448843,8.1278584779206336E-3,6.8597495843445155E-2,8.4397994908241305,128.38292690555315,7.7891977080072746E-3,6.7323097659858305E-2,8.6431363259210059,134.21851449216919,7.4505369380939148E-3,6.5910975058020169E-2,8.8464731610178813,140.60987232512966,7.1118761681805542E-3,6.436112803793069E-2,9.0498099961147567,147.64036594138611,6.7732153982671952E-3,6.2673556599589939E-2,9.2531468312116321,155.41091151724856,6.4345546283538346E-3,6.0848260742997845E-2,9.4564836663085075,164.04485104598459,6.0958938584404748E-3,5.8885240468154451E-2,9.6598205014053811,173.69454816633663,5.7572330885271149E-3,5.6784495775059771E-2,9.8631573365022582,184.55045742673266,5.418572318613756E-3,5.4546026663713762E-2,10.066494171599132,196.85382125518149,5.0799115487003962E-3,5.2169833134116474E-2,10.269831006696009,210.91480848769447,4.7412507787870364E-3,4.965591518626785E-2,10.473167841792883,227.13902452520944,4.4025900088736766E-3,4.7004272820167933E-2,10.67650467688976,246.06727656897687,4.0639292389603168E-3,4.4214906035816702E-2,10.879841511986633,268.43702898433838,3.7252684690469574E-3,4.128781483321417E-2,11.083178347083509,295.28073188277222,3.3866076991335976E-3,3.8222999212360331E-2,11.286515182180384,328.08970209196917,3.0479469292202374E-3,3.5020459173255178E-2,11.48985201727726,369.10091485346533,2.709286159306878E-3,3.1680194715898717E-2,11.693188852374135,421.82961697538894,2.3706253893935182E-3,2.8202205840290956E-2,11.89652568747101,492.13455313795373,2.0319646194801584E-3,2.4586492546431884E-2,12.099862522567886,590.56146376554443,1.6933038495667988E-3,2.0833054834321508E-2,12.303199357664761,738.20182970693065,1.354643079653439E-3,1.7711908166248503E-2,13.074963015925771,984.26910627590746,1.0159823097400792E-3,1.4068029348779851E-2,13.846726674186781,1476.4036594138613,6.773215398267195E-4,9.9014183819155516E-3,14.618490332447793,2952.8073188277226,3.3866076991335975E-4,5.2120752656556E-3,15.390253990708802,null,{"$f":"IF($D110=\"Full\",'Failure Persistence Storage'!AB110,0)","v":0},{"$f":"IF($D110=\"Full\",'Failure Persistence Storage'!AE110,0)","v":0},{"$f":"IF($D110=\"Full\",'Failure Persistence Storage'!AF110,0)","v":0},{"$f":"IF($D110=\"Full\",'Failure Persistence Storage'!AI110,0)","v":0},{"$f":"IF($D110=\"Full\",'Failure Persistence Storage'!AJ110,0)","v":0},{"$f":"IF($D110=\"Full\",'Failure Persistence Storage'!AM110,0)","v":0},{"$f":"IF($D110=\"Full\",'Failure Persistence Storage'!AN110,0)","v":0},{"$f":"IF($D110=\"Full\",'Failure Persistence Storage'!AQ110,0)","v":0},{"$f":"IF($D110=\"Full\",'Failure Persistence Storage'!AR110,0)","v":0},{"$f":"IF($D110=\"Full\",'Failure Persistence Storage'!AU110,0)","v":0},{"$f":"IF($D110=\"Full\",'Failure Persistence Storage'!AV110,0)","v":0},{"$f":"IF($D110=\"Full\",'Failure Persistence Storage'!AY110,0)","v":0},{"$f":"IF($D110=\"Full\",'Failure Persistence Storage'!AZ110,0)","v":0},{"$f":"IF($D110=\"Full\",'Failure Persistence Storage'!BC110,0)","v":0},{"$f":"IF($D110=\"Full\",'Failure Persistence Storage'!BD110,0)","v":0},{"$f":"IF($D110=\"Full\",'Failure Persistence Storage'!BG110,0)","v":0},{"$f":"IF($D110=\"Full\",'Failure Persistence Storage'!BH110,0)","v":0},{"$f":"IF($D110=\"Full\",'Failure Persistence Storage'!BK110,0)","v":0},{"$f":"IF($D110=\"Full\",'Failure Persistence Storage'!BL110,0)","v":0},{"$f":"IF($D110=\"Full\",'Failure Persistence Storage'!BO110,0)","v":0},{"$f":"IF($D110=\"Full\",'Failure Persistence Storage'!BP110,0)","v":0},{"$f":"IF($D110=\"Full\",'Failure Persistence Storage'!BS110,0)","v":0},{"$f":"IF($D110=\"Full\",'Failure Persistence Storage'!BT110,0)","v":0},{"$f":"IF($D110=\"Full\",'Failure Persistence Storage'!BW110,0)","v":0},{"$f":"IF($D110=\"Full\",'Failure Persistence Storage'!BX110,0)","v":0},{"$f":"IF($D110=\"Full\",'Failure Persistence Storage'!CA110,0)","v":0},{"$f":"IF($D110=\"Full\",'Failure Persistence Storage'!CB110,0)","v":0},{"$f":"IF($D110=\"Full\",'Failure Persistence Storage'!CE110,0)","v":0},{"$f":"IF($D110=\"Full\",'Failure Persistence Storage'!CF110,0)","v":0},{"$f":"IF($D110=\"Full\",'Failure Persistence Storage'!CI110,0)","v":0},{"$f":"IF($D110=\"Full\",'Failure Persistence Storage'!CJ110,0)","v":0},{"$f":"IF($D110=\"Full\",'Failure Persistence Storage'!CM110,0)","v":0},{"$f":"IF($D110=\"Full\",'Failure Persistence Storage'!CN110,0)","v":0},{"$f":"IF($D110=\"Full\",'Failure Persistence Storage'!CQ110,0)","v":0},{"$f":"IF($D110=\"Full\",'Failure Persistence Storage'!CR110,0)","v":0},{"$f":"IF($D110=\"Full\",'Failure Persistence Storage'!CU110,0)","v":0},{"$f":"IF($D110=\"Full\",'Failure Persistence Storage'!CV110,0)","v":0},{"$f":"IF($D110=\"Full\",'Failure Persistence Storage'!CY110,0)","v":0},{"$f":"IF($D110=\"Full\",'Failure Persistence Storage'!CZ110,0)","v":0},{"$f":"IF($D110=\"Full\",'Failure Persistence Storage'!DC110,0)","v":0},{"$f":"IF($D110=\"Full\",'Failure Persistence Storage'!DD110,0)","v":0},{"$f":"IF($D110=\"Full\",'Failure Persistence Storage'!DG110,0)","v":0},{"$f":"IF($D110=\"Full\",'Failure Persistence Storage'!DH110,0)","v":0},{"$f":"IF($D110=\"Full\",'Failure Persistence Storage'!DK110,0)","v":0},{"$f":"IF($D110=\"Full\",'Failure Persistence Storage'!DL110,0)","v":0},{"$f":"IF($D110=\"Full\",'Failure Persistence Storage'!DO110,0)","v":0},{"$f":"IF($D110=\"Full\",'Failure Persistence Storage'!DP110,0)","v":0},{"$f":"IF($D110=\"Full\",'Failure Persistence Storage'!DS110,0)","v":0},{"$f":"IF($D110=\"Full\",'Failure Persistence Storage'!DT110,0)","v":0},{"$f":"IF($D110=\"Full\",'Failure Persistence Storage'!DW110,0)","v":0},{"$f":"IF($D110=\"Full\",'Failure Persistence Storage'!DX110,0)","v":0},{"$f":"IF($D110=\"Full\",'Failure Persistence Storage'!EA110,0)","v":0},{"$f":"IF($D110=\"Full\",'Failure Persistence Storage'!EB110,0)","v":0},{"$f":"IF($D110=\"Full\",'Failure Persistence Storage'!EE110,0)","v":0},{"$f":"IF($D110=\"Full\",'Failure Persistence Storage'!EF110,0)","v":0},{"$f":"IF($D110=\"Full\",'Failure Persistence Storage'!EI110,0)","v":0},{"$f":"IF($D110=\"Full\",'Failure Persistence Storage'!EJ110,0)","v":0},{"$f":"IF($D110=\"Full\",'Failure Persistence Storage'!EM110,0)","v":0},{"$f":"IF($D110=\"Full\",'Failure Persistence Storage'!EN110,0)","v":0},{"$f":"IF($D110=\"Full\",'Failure Persistence Storage'!EQ110,0)","v":0},{"$f":"IF($D110=\"Full\",'Failure Persistence Storage'!ER110,0)","v":0},{"$f":"IF($D110=\"Full\",'Failure Persistence Storage'!EU110,0)","v":0},{"$f":"IF($D110=\"Full\",'Failure Persistence Storage'!EV110,0)","v":0},{"$f":"IF($D110=\"Full\",'Failure Persistence Storage'!EY110,0)","v":0},{"$f":"IF($D110=\"Full\",'Failure Persistence Storage'!EZ110,0)","v":0},{"$f":"IF($D110=\"Full\",'Failure Persistence Storage'!FC110,0)","v":0},{"$f":"IF($D110=\"Full\",'Failure Persistence Storage'!FD110,0)","v":0},{"$f":"IF($D110=\"Full\",'Failure Persistence Storage'!FG110,0)","v":0},{"$f":"IF($D110=\"Full\",'Failure Persistence Storage'!FH110,0)","v":0},{"$f":"IF($D110=\"Full\",'Failure Persistence Storage'!FK110,0)","v":0},{"$f":"IF($D110=\"Full\",'Failure Persistence Storage'!FL110,0)","v":0},{"$f":"IF($D110=\"Full\",'Failure Persistence Storage'!FO110,0)","v":0},{"$f":"IF($D110=\"Full\",'Failure Persistence Storage'!FP110,0)","v":0},{"$f":"IF($D110=\"Full\",'Failure Persistence Storage'!FS110,0)","v":0},{"$f":"IF($D110=\"Full\",'Failure Persistence Storage'!FT110,0)","v":0},{"$f":"IF($D110=\"Full\",'Failure Persistence Storage'!FW110,0)","v":0},{"$f":"IF($D110=\"Full\",'Failure Persistence Storage'!FX110,0)","v":0},{"$f":"IF($D110=\"Full\",'Failure Persistence Storage'!GA110,0)","v":0},{"$f":"IF($D110=\"Full\",'Failure Persistence Storage'!GB110,0)","v":0},{"$f":"IF($D110=\"Full\",'Failure Persistence Storage'!GE110,0)","v":0},{"$f":"IF($D110=\"Full\",'Failure Persistence Storage'!GF110,0)","v":0},{"$f":"IF($D110=\"Full\",'Failure Persistence Storage'!GI110,0)","v":0},{"$f":"IF($D110=\"Full\",'Failure Persistence Storage'!GJ110,0)","v":0},{"$f":"IF($D110=\"Full\",'Failure Persistence Storage'!GM110,0)","v":0},{"$f":"IF($D110=\"Full\",'Failure Persistence Storage'!GN110,0)","v":0},{"$f":"IF($D110=\"Full\",'Failure Persistence Storage'!GQ110,0)","v":0},{"$f":"IF($D110=\"Full\",'Failure Persistence Storage'!GR110,0)","v":0},{"$f":"IF($D110=\"Full\",'Failure Persistence Storage'!GU110,0)","v":0},{"$f":"IF($D110=\"Full\",'Failure Persistence Storage'!GV110,0)","v":0},{"$f":"IF($D110=\"Full\",'Failure Persistence Storage'!GY110,0)","v":0},{"$f":"IF($D110=\"Full\",'Failure Persistence Storage'!GZ110,0)","v":0},{"$f":"IF($D110=\"Full\",'Failure Persistence Storage'!HC110,0)","v":0},{"$f":"IF($D110=\"Full\",'Failure Persistence Storage'!HD110,0)","v":0},{"$f":"IF($D110=\"Full\",'Failure Persistence Storage'!HG110,0)","v":0},{"$f":"IF($D110=\"Full\",'Failure Persistence Storage'!HH110,0)","v":0},{"$f":"IF($D110=\"Full\",'Failure Persistence Storage'!HK110,0)","v":0},{"$f":"IF($D110=\"Full\",'Failure Persistence Storage'!HL110,0)","v":0},{"$f":"IF($D110=\"Full\",'Failure Persistence Storage'!HO110,0)","v":0}]
[null,null,null,null,null,null,null,null," "," "," "," ",null,null,null,null,null,null,null,null,null,null,null,null,null,null,null," "," "," "," "," "," "," "," "," "," "," "," "," "," "," "," "," "," "," "," "," "," "," "," "," "," "," "," "," "," "," "," "," "," "," "," "," "," "," "," "," "," "," "," "," "," "," "," "," "," "," "," "," "," "," "," "," "," "," "," "," "," "," "," "," "," "," "," "," "," "," "," "," "," "," "," "," "," "," "," "," "," "," "," "," "," "," "," "," "," "," "," "," "," "," "," "," "," "," "," "," "," "," "," "," "," "," "," "," "," "," "," "," "," "," "," "," "," "," "," "," "," "," "," "," "," "," "," "," "," "," "," "," "," "," "," "," "," "," "," "," "," "," "," "," "," "," "," "," "," "," "," "," "," "," "," "," "," "," "," "," "," "," "," "," "," "," "," "," "," "," "," "," "," "," "," "," "," "," "," "," "," "," "," "," "," "," "," "," "," "," "," "," "," "," "," ",null,{"$f":"IF($D111=\"Full\",'Failure Persistence Storage'!AB111,0)","v":0},{"$f":"IF($D111=\"Full\",'Failure Persistence Storage'!AE111,0)","v":0},{"$f":"IF($D111=\"Full\",'Failure Persistence Storage'!AF111,0)","v":0},{"$f":"IF($D111=\"Full\",'Failure Persistence Storage'!AI111,0)","v":0},{"$f":"IF($D111=\"Full\",'Failure Persistence Storage'!AJ111,0)","v":0},{"$f":"IF($D111=\"Full\",'Failure Persistence Storage'!AM111,0)","v":0},{"$f":"IF($D111=\"Full\",'Failure Persistence Storage'!AN111,0)","v":0},{"$f":"IF($D111=\"Full\",'Failure Persistence Storage'!AQ111,0)","v":0},{"$f":"IF($D111=\"Full\",'Failure Persistence Storage'!AR111,0)","v":0},{"$f":"IF($D111=\"Full\",'Failure Persistence Storage'!AU111,0)","v":0},{"$f":"IF($D111=\"Full\",'Failure Persistence Storage'!AV111,0)","v":0},{"$f":"IF($D111=\"Full\",'Failure Persistence Storage'!AY111,0)","v":0},{"$f":"IF($D111=\"Full\",'Failure Persistence Storage'!AZ111,0)","v":0},{"$f":"IF($D111=\"Full\",'Failure Persistence Storage'!BC111,0)","v":0},{"$f":"IF($D111=\"Full\",'Failure Persistence Storage'!BD111,0)","v":0},{"$f":"IF($D111=\"Full\",'Failure Persistence Storage'!BG111,0)","v":0},{"$f":"IF($D111=\"Full\",'Failure Persistence Storage'!BH111,0)","v":0},{"$f":"IF($D111=\"Full\",'Failure Persistence Storage'!BK111,0)","v":0},{"$f":"IF($D111=\"Full\",'Failure Persistence Storage'!BL111,0)","v":0},{"$f":"IF($D111=\"Full\",'Failure Persistence Storage'!BO111,0)","v":0},{"$f":"IF($D111=\"Full\",'Failure Persistence Storage'!BP111,0)","v":0},{"$f":"IF($D111=\"Full\",'Failure Persistence Storage'!BS111,0)","v":0},{"$f":"IF($D111=\"Full\",'Failure Persistence Storage'!BT111,0)","v":0},{"$f":"IF($D111=\"Full\",'Failure Persistence Storage'!BW111,0)","v":0},{"$f":"IF($D111=\"Full\",'Failure Persistence Storage'!BX111,0)","v":0},{"$f":"IF($D111=\"Full\",'Failure Persistence Storage'!CA111,0)","v":0},{"$f":"IF($D111=\"Full\",'Failure Persistence Storage'!CB111,0)","v":0},{"$f":"IF($D111=\"Full\",'Failure Persistence Storage'!CE111,0)","v":0},{"$f":"IF($D111=\"Full\",'Failure Persistence Storage'!CF111,0)","v":0},{"$f":"IF($D111=\"Full\",'Failure Persistence Storage'!CI111,0)","v":0},{"$f":"IF($D111=\"Full\",'Failure Persistence Storage'!CJ111,0)","v":0},{"$f":"IF($D111=\"Full\",'Failure Persistence Storage'!CM111,0)","v":0},{"$f":"IF($D111=\"Full\",'Failure Persistence Storage'!CN111,0)","v":0},{"$f":"IF($D111=\"Full\",'Failure Persistence Storage'!CQ111,0)","v":0},{"$f":"IF($D111=\"Full\",'Failure Persistence Storage'!CR111,0)","v":0},{"$f":"IF($D111=\"Full\",'Failure Persistence Storage'!CU111,0)","v":0},{"$f":"IF($D111=\"Full\",'Failure Persistence Storage'!CV111,0)","v":0},{"$f":"IF($D111=\"Full\",'Failure Persistence Storage'!CY111,0)","v":0},{"$f":"IF($D111=\"Full\",'Failure Persistence Storage'!CZ111,0)","v":0},{"$f":"IF($D111=\"Full\",'Failure Persistence Storage'!DC111,0)","v":0},{"$f":"IF($D111=\"Full\",'Failure Persistence Storage'!DD111,0)","v":0},{"$f":"IF($D111=\"Full\",'Failure Persistence Storage'!DG111,0)","v":0},{"$f":"IF($D111=\"Full\",'Failure Persistence Storage'!DH111,0)","v":0},{"$f":"IF($D111=\"Full\",'Failure Persistence Storage'!DK111,0)","v":0},{"$f":"IF($D111=\"Full\",'Failure Persistence Storage'!DL111,0)","v":0},{"$f":"IF($D111=\"Full\",'Failure Persistence Storage'!DO111,0)","v":0},{"$f":"IF($D111=\"Full\",'Failure Persistence Storage'!DP111,0)","v":0},{"$f":"IF($D111=\"Full\",'Failure Persistence Storage'!DS111,0)","v":0},{"$f":"IF($D111=\"Full\",'Failure Persistence Storage'!DT111,0)","v":0},{"$f":"IF($D111=\"Full\",'Failure Persistence Storage'!DW111,0)","v":0},{"$f":"IF($D111=\"Full\",'Failure Persistence Storage'!DX111,0)","v":0},{"$f":"IF($D111=\"Full\",'Failure Persistence Storage'!EA111,0)","v":0},{"$f":"IF($D111=\"Full\",'Failure Persistence Storage'!EB111,0)","v":0},{"$f":"IF($D111=\"Full\",'Failure Persistence Storage'!EE111,0)","v":0},{"$f":"IF($D111=\"Full\",'Failure Persistence Storage'!EF111,0)","v":0},{"$f":"IF($D111=\"Full\",'Failure Persistence Storage'!EI111,0)","v":0},{"$f":"IF($D111=\"Full\",'Failure Persistence Storage'!EJ111,0)","v":0},{"$f":"IF($D111=\"Full\",'Failure Persistence Storage'!EM111,0)","v":0},{"$f":"IF($D111=\"Full\",'Failure Persistence Storage'!EN111,0)","v":0},{"$f":"IF($D111=\"Full\",'Failure Persistence Storage'!EQ111,0)","v":0},{"$f":"IF($D111=\"Full\",'Failure Persistence Storage'!ER111,0)","v":0},{"$f":"IF($D111=\"Full\",'Failure Persistence Storage'!EU111,0)","v":0},{"$f":"IF($D111=\"Full\",'Failure Persistence Storage'!EV111,0)","v":0},{"$f":"IF($D111=\"Full\",'Failure Persistence Storage'!EY111,0)","v":0},{"$f":"IF($D111=\"Full\",'Failure Persistence Storage'!EZ111,0)","v":0},{"$f":"IF($D111=\"Full\",'Failure Persistence Storage'!FC111,0)","v":0},{"$f":"IF($D111=\"Full\",'Failure Persistence Storage'!FD111,0)","v":0},{"$f":"IF($D111=\"Full\",'Failure Persistence Storage'!FG111,0)","v":0},{"$f":"IF($D111=\"Full\",'Failure Persistence Storage'!FH111,0)","v":0},{"$f":"IF($D111=\"Full\",'Failure Persistence Storage'!FK111,0)","v":0},{"$f":"IF($D111=\"Full\",'Failure Persistence Storage'!FL111,0)","v":0},{"$f":"IF($D111=\"Full\",'Failure Persistence Storage'!FO111,0)","v":0},{"$f":"IF($D111=\"Full\",'Failure Persistence Storage'!FP111,0)","v":0},{"$f":"IF($D111=\"Full\",'Failure Persistence Storage'!FS111,0)","v":0},{"$f":"IF($D111=\"Full\",'Failure Persistence Storage'!FT111,0)","v":0},{"$f":"IF($D111=\"Full\",'Failure Persistence Storage'!FW111,0)","v":0},{"$f":"IF($D111=\"Full\",'Failure Persistence Storage'!FX111,0)","v":0},{"$f":"IF($D111=\"Full\",'Failure Persistence Storage'!GA111,0)","v":0},{"$f":"IF($D111=\"Full\",'Failure Persistence Storage'!GB111,0)","v":0},{"$f":"IF($D111=\"Full\",'Failure Persistence Storage'!GE111,0)","v":0},{"$f":"IF($D111=\"Full\",'Failure Persistence Storage'!GF111,0)","v":0},{"$f":"IF($D111=\"Full\",'Failure Persistence Storage'!GI111,0)","v":0},{"$f":"IF($D111=\"Full\",'Failure Persistence Storage'!GJ111,0)","v":0},{"$f":"IF($D111=\"Full\",'Failure Persistence Storage'!GM111,0)","v":0},{"$f":"IF($D111=\"Full\",'Failure Persistence Storage'!GN111,0)","v":0},{"$f":"IF($D111=\"Full\",'Failure Persistence Storage'!GQ111,0)","v":0},{"$f":"IF($D111=\"Full\",'Failure Persistence Storage'!GR111,0)","v":0},{"$f":"IF($D111=\"Full\",'Failure Persistence Storage'!GU111,0)","v":0},{"$f":"IF($D111=\"Full\",'Failure Persistence Storage'!GV111,0)","v":0},{"$f":"IF($D111=\"Full\",'Failure Persistence Storage'!GY111,0)","v":0},{"$f":"IF($D111=\"Full\",'Failure Persistence Storage'!GZ111,0)","v":0},{"$f":"IF($D111=\"Full\",'Failure Persistence Storage'!HC111,0)","v":0},{"$f":"IF($D111=\"Full\",'Failure Persistence Storage'!HD111,0)","v":0},{"$f":"IF($D111=\"Full\",'Failure Persistence Storage'!HG111,0)","v":0},{"$f":"IF($D111=\"Full\",'Failure Persistence Storage'!HH111,0)","v":0},{"$f":"IF($D111=\"Full\",'Failure Persistence Storage'!HK111,0)","v":0},{"$f":"IF($D111=\"Full\",'Failure Persistence Storage'!HL111,0)","v":0},{"$f":"IF($D111=\"Full\",'Failure Persistence Storage'!HO111,0)","v":0}]
[null,null,null,null,null,null,null,null," "," "," "," ",null,null,null,null,null,null,null,null,null,null,null,null,null,null,null," "," "," "," "," "," "," "," "," "," "," "," "," "," "," "," "," "," "," "," "," "," "," "," "," "," "," "," "," "," "," "," "," "," "," "," "," "," "," "," "," "," "," "," "," "," "," "," "," "," "," "," "," "," "," "," "," "," "," "," "," "," "," "," "," "," "," "," "," "," "," "," "," "," "," "," "," "," "," "," "," "," "," "," "," "," "," "," "," "," "," "," "," "," "," "," "," "," "," "," "," "," "," "," "," "," "," "," "," "," "," "," "," "," "," "," "," "," "," "," "," "," "," "," "," "," "," "," "," "," "," "," "," "," "," "," "," "," "," "," "," "," "," "," "," "," "," "," "," "," "," "," "," "," "," "," "," "," "," "," "," "," "," "," "," "," "," "," "," "," "," "," "," "," "," "," "," "," "," "," "," "," "," "," "," "," "," "," "," "," "," "," "," "," "," "," ",null,{"$f":"IF($D112=\"Full\",'Failure Persistence Storage'!AB112,0)","v":0},{"$f":"IF($D112=\"Full\",'Failure Persistence Storage'!AE112,0)","v":0},{"$f":"IF($D112=\"Full\",'Failure Persistence Storage'!AF112,0)","v":0},{"$f":"IF($D112=\"Full\",'Failure Persistence Storage'!AI112,0)","v":0},{"$f":"IF($D112=\"Full\",'Failure Persistence Storage'!AJ112,0)","v":0},{"$f":"IF($D112=\"Full\",'Failure Persistence Storage'!AM112,0)","v":0},{"$f":"IF($D112=\"Full\",'Failure Persistence Storage'!AN112,0)","v":0},{"$f":"IF($D112=\"Full\",'Failure Persistence Storage'!AQ112,0)","v":0},{"$f":"IF($D112=\"Full\",'Failure Persistence Storage'!AR112,0)","v":0},{"$f":"IF($D112=\"Full\",'Failure Persistence Storage'!AU112,0)","v":0},{"$f":"IF($D112=\"Full\",'Failure Persistence Storage'!AV112,0)","v":0},{"$f":"IF($D112=\"Full\",'Failure Persistence Storage'!AY112,0)","v":0},{"$f":"IF($D112=\"Full\",'Failure Persistence Storage'!AZ112,0)","v":0},{"$f":"IF($D112=\"Full\",'Failure Persistence Storage'!BC112,0)","v":0},{"$f":"IF($D112=\"Full\",'Failure Persistence Storage'!BD112,0)","v":0},{"$f":"IF($D112=\"Full\",'Failure Persistence Storage'!BG112,0)","v":0},{"$f":"IF($D112=\"Full\",'Failure Persistence Storage'!BH112,0)","v":0},{"$f":"IF($D112=\"Full\",'Failure Persistence Storage'!BK112,0)","v":0},{"$f":"IF($D112=\"Full\",'Failure Persistence Storage'!BL112,0)","v":0},{"$f":"IF($D112=\"Full\",'Failure Persistence Storage'!BO112,0)","v":0},{"$f":"IF($D112=\"Full\",'Failure Persistence Storage'!BP112,0)","v":0},{"$f":"IF($D112=\"Full\",'Failure Persistence Storage'!BS112,0)","v":0},{"$f":"IF($D112=\"Full\",'Failure Persistence Storage'!BT112,0)","v":0},{"$f":"IF($D112=\"Full\",'Failure Persistence Storage'!BW112,0)","v":0},{"$f":"IF($D112=\"Full\",'Failure Persistence Storage'!BX112,0)","v":0},{"$f":"IF($D112=\"Full\",'Failure Persistence Storage'!CA112,0)","v":0},{"$f":"IF($D112=\"Full\",'Failure Persistence Storage'!CB112,0)","v":0},{"$f":"IF($D112=\"Full\",'Failure Persistence Storage'!CE112,0)","v":0},{"$f":"IF($D112=\"Full\",'Failure Persistence Storage'!CF112,0)","v":0},{"$f":"IF($D112=\"Full\",'Failure Persistence Storage'!CI112,0)","v":0},{"$f":"IF($D112=\"Full\",'Failure Persistence Storage'!CJ112,0)","v":0},{"$f":"IF($D112=\"Full\",'Failure Persistence Storage'!CM112,0)","v":0},{"$f":"IF($D112=\"Full\",'Failure Persistence Storage'!CN112,0)","v":0},{"$f":"IF($D112=\"Full\",'Failure Persistence Storage'!CQ112,0)","v":0},{"$f":"IF($D112=\"Full\",'Failure Persistence Storage'!CR112,0)","v":0},{"$f":"IF($D112=\"Full\",'Failure Persistence Storage'!CU112,0)","v":0},{"$f":"IF($D112=\"Full\",'Failure Persistence Storage'!CV112,0)","v":0},{"$f":"IF($D112=\"Full\",'Failure Persistence Storage'!CY112,0)","v":0},{"$f":"IF($D112=\"Full\",'Failure Persistence Storage'!CZ112,0)","v":0},{"$f":"IF($D112=\"Full\",'Failure Persistence Storage'!DC112,0)","v":0},{"$f":"IF($D112=\"Full\",'Failure Persistence Storage'!DD112,0)","v":0},{"$f":"IF($D112=\"Full\",'Failure Persistence Storage'!DG112,0)","v":0},{"$f":"IF($D112=\"Full\",'Failure Persistence Storage'!DH112,0)","v":0},{"$f":"IF($D112=\"Full\",'Failure Persistence Storage'!DK112,0)","v":0},{"$f":"IF($D112=\"Full\",'Failure Persistence Storage'!DL112,0)","v":0},{"$f":"IF($D112=\"Full\",'Failure Persistence Storage'!DO112,0)","v":0},{"$f":"IF($D112=\"Full\",'Failure Persistence Storage'!DP112,0)","v":0},{"$f":"IF($D112=\"Full\",'Failure Persistence Storage'!DS112,0)","v":0},{"$f":"IF($D112=\"Full\",'Failure Persistence Storage'!DT112,0)","v":0},{"$f":"IF($D112=\"Full\",'Failure Persistence Storage'!DW112,0)","v":0},{"$f":"IF($D112=\"Full\",'Failure Persistence Storage'!DX112,0)","v":0},{"$f":"IF($D112=\"Full\",'Failure Persistence Storage'!EA112,0)","v":0},{"$f":"IF($D112=\"Full\",'Failure Persistence Storage'!EB112,0)","v":0},{"$f":"IF($D112=\"Full\",'Failure Persistence Storage'!EE112,0)","v":0},{"$f":"IF($D112=\"Full\",'Failure Persistence Storage'!EF112,0)","v":0},{"$f":"IF($D112=\"Full\",'Failure Persistence Storage'!EI112,0)","v":0},{"$f":"IF($D112=\"Full\",'Failure Persistence Storage'!EJ112,0)","v":0},{"$f":"IF($D112=\"Full\",'Failure Persistence Storage'!EM112,0)","v":0},{"$f":"IF($D112=\"Full\",'Failure Persistence Storage'!EN112,0)","v":0},{"$f":"IF($D112=\"Full\",'Failure Persistence Storage'!EQ112,0)","v":0},{"$f":"IF($D112=\"Full\",'Failure Persistence Storage'!ER112,0)","v":0},{"$f":"IF($D112=\"Full\",'Failure Persistence Storage'!EU112,0)","v":0},{"$f":"IF($D112=\"Full\",'Failure Persistence Storage'!EV112,0)","v":0},{"$f":"IF($D112=\"Full\",'Failure Persistence Storage'!EY112,0)","v":0},{"$f":"IF($D112=\"Full\",'Failure Persistence Storage'!EZ112,0)","v":0},{"$f":"IF($D112=\"Full\",'Failure Persistence Storage'!FC112,0)","v":0},{"$f":"IF($D112=\"Full\",'Failure Persistence Storage'!FD112,0)","v":0},{"$f":"IF($D112=\"Full\",'Failure Persistence Storage'!FG112,0)","v":0},{"$f":"IF($D112=\"Full\",'Failure Persistence Storage'!FH112,0)","v":0},{"$f":"IF($D112=\"Full\",'Failure Persistence Storage'!FK112,0)","v":0},{"$f":"IF($D112=\"Full\",'Failure Persistence Storage'!FL112,0)","v":0},{"$f":"IF($D112=\"Full\",'Failure Persistence Storage'!FO112,0)","v":0},{"$f":"IF($D112=\"Full\",'Failure Persistence Storage'!FP112,0)","v":0},{"$f":"IF($D112=\"Full\",'Failure Persistence Storage'!FS112,0)","v":0},{"$f":"IF($D112=\"Full\",'Failure Persistence Storage'!FT112,0)","v":0},{"$f":"IF($D112=\"Full\",'Failure Persistence Storage'!FW112,0)","v":0},{"$f":"IF($D112=\"Full\",'Failure Persistence Storage'!FX112,0)","v":0},{"$f":"IF($D112=\"Full\",'Failure Persistence Storage'!GA112,0)","v":0},{"$f":"IF($D112=\"Full\",'Failure Persistence Storage'!GB112,0)","v":0},{"$f":"IF($D112=\"Full\",'Failure Persistence Storage'!GE112,0)","v":0},{"$f":"IF($D112=\"Full\",'Failure Persistence Storage'!GF112,0)","v":0},{"$f":"IF($D112=\"Full\",'Failure Persistence Storage'!GI112,0)","v":0},{"$f":"IF($D112=\"Full\",'Failure Persistence Storage'!GJ112,0)","v":0},{"$f":"IF($D112=\"Full\",'Failure Persistence Storage'!GM112,0)","v":0},{"$f":"IF($D112=\"Full\",'Failure Persistence Storage'!GN112,0)","v":0},{"$f":"IF($D112=\"Full\",'Failure Persistence Storage'!GQ112,0)","v":0},{"$f":"IF($D112=\"Full\",'Failure Persistence Storage'!GR112,0)","v":0},{"$f":"IF($D112=\"Full\",'Failure Persistence Storage'!GU112,0)","v":0},{"$f":"IF($D112=\"Full\",'Failure Persistence Storage'!GV112,0)","v":0},{"$f":"IF($D112=\"Full\",'Failure Persistence Storage'!GY112,0)","v":0},{"$f":"IF($D112=\"Full\",'Failure Persistence Storage'!GZ112,0)","v":0},{"$f":"IF($D112=\"Full\",'Failure Persistence Storage'!HC112,0)","v":0},{"$f":"IF($D112=\"Full\",'Failure Persistence Storage'!HD112,0)","v":0},{"$f":"IF($D112=\"Full\",'Failure Persistence Storage'!HG112,0)","v":0},{"$f":"IF($D112=\"Full\",'Failure Persistence Storage'!HH112,0)","v":0},{"$f":"IF($D112=\"Full\",'Failure Persistence Storage'!HK112,0)","v":0},{"$f":"IF($D112=\"Full\",'Failure Persistence Storage'!HL112,0)","v":0},{"$f":"IF($D112=\"Full\",'Failure Persistence Storage'!HO112,0)","v":0}]
[null,null,null,null,null,null,null,null," "," "," "," ",null,null,null,null,null,null,null,null,null,null,null,null,null,null,null," "," "," "," "," "," "," "," "," "," "," "," "," "," "," "," "," "," "," "," "," "," "," "," "," "," "," "," "," "," "," "," "," "," "," "," "," "," "," "," "," "," "," "," "," "," "," "," "," "," "," "," "," "," "," "," "," "," "," "," "," "," "," "," "," "," "," "," "," "," "," "," "," "," "," "," "," "," "," "," "," "," "," "," "," "," "," "," "," "," "," "," "," "," "," "," "," "," "," "," "," "," "," "," "," "," "," "," "," "," "," "," "," "," "," "," "," "," "," "," "," "," "," "," "," "," "," "," "," "," "," "," "," "," "," "," "," "," "," "," "," "," "," "," "," "," "," "," "," "," "," "," "," "," "," "," "," "," "," "," "," "," "," "," "," "," "," "," "," "," "," "," "," "," "," "," "," "," "," "," "," "," "," "," "," "," "," "," "," "," "," "," "," "," "," "," ",null,{"$f":"IF($D113=\"Full\",'Failure Persistence Storage'!AB113,0)","v":0},{"$f":"IF($D113=\"Full\",'Failure Persistence Storage'!AE113,0)","v":0},{"$f":"IF($D113=\"Full\",'Failure Persistence Storage'!AF113,0)","v":0},{"$f":"IF($D113=\"Full\",'Failure Persistence Storage'!AI113,0)","v":0},{"$f":"IF($D113=\"Full\",'Failure Persistence Storage'!AJ113,0)","v":0},{"$f":"IF($D113=\"Full\",'Failure Persistence Storage'!AM113,0)","v":0},{"$f":"IF($D113=\"Full\",'Failure Persistence Storage'!AN113,0)","v":0},{"$f":"IF($D113=\"Full\",'Failure Persistence Storage'!AQ113,0)","v":0},{"$f":"IF($D113=\"Full\",'Failure Persistence Storage'!AR113,0)","v":0},{"$f":"IF($D113=\"Full\",'Failure Persistence Storage'!AU113,0)","v":0},{"$f":"IF($D113=\"Full\",'Failure Persistence Storage'!AV113,0)","v":0},{"$f":"IF($D113=\"Full\",'Failure Persistence Storage'!AY113,0)","v":0},{"$f":"IF($D113=\"Full\",'Failure Persistence Storage'!AZ113,0)","v":0},{"$f":"IF($D113=\"Full\",'Failure Persistence Storage'!BC113,0)","v":0},{"$f":"IF($D113=\"Full\",'Failure Persistence Storage'!BD113,0)","v":0},{"$f":"IF($D113=\"Full\",'Failure Persistence Storage'!BG113,0)","v":0},{"$f":"IF($D113=\"Full\",'Failure Persistence Storage'!BH113,0)","v":0},{"$f":"IF($D113=\"Full\",'Failure Persistence Storage'!BK113,0)","v":0},{"$f":"IF($D113=\"Full\",'Failure Persistence Storage'!BL113,0)","v":0},{"$f":"IF($D113=\"Full\",'Failure Persistence Storage'!BO113,0)","v":0},{"$f":"IF($D113=\"Full\",'Failure Persistence Storage'!BP113,0)","v":0},{"$f":"IF($D113=\"Full\",'Failure Persistence Storage'!BS113,0)","v":0},{"$f":"IF($D113=\"Full\",'Failure Persistence Storage'!BT113,0)","v":0},{"$f":"IF($D113=\"Full\",'Failure Persistence Storage'!BW113,0)","v":0},{"$f":"IF($D113=\"Full\",'Failure Persistence Storage'!BX113,0)","v":0},{"$f":"IF($D113=\"Full\",'Failure Persistence Storage'!CA113,0)","v":0},{"$f":"IF($D113=\"Full\",'Failure Persistence Storage'!CB113,0)","v":0},{"$f":"IF($D113=\"Full\",'Failure Persistence Storage'!CE113,0)","v":0},{"$f":"IF($D113=\"Full\",'Failure Persistence Storage'!CF113,0)","v":0},{"$f":"IF($D113=\"Full\",'Failure Persistence Storage'!CI113,0)","v":0},{"$f":"IF($D113=\"Full\",'Failure Persistence Storage'!CJ113,0)","v":0},{"$f":"IF($D113=\"Full\",'Failure Persistence Storage'!CM113,0)","v":0},{"$f":"IF($D113=\"Full\",'Failure Persistence Storage'!CN113,0)","v":0},{"$f":"IF($D113=\"Full\",'Failure Persistence Storage'!CQ113,0)","v":0},{"$f":"IF($D113=\"Full\",'Failure Persistence Storage'!CR113,0)","v":0},{"$f":"IF($D113=\"Full\",'Failure Persistence Storage'!CU113,0)","v":0},{"$f":"IF($D113=\"Full\",'Failure Persistence Storage'!CV113,0)","v":0},{"$f":"IF($D113=\"Full\",'Failure Persistence Storage'!CY113,0)","v":0},{"$f":"IF($D113=\"Full\",'Failure Persistence Storage'!CZ113,0)","v":0},{"$f":"IF($D113=\"Full\",'Failure Persistence Storage'!DC113,0)","v":0},{"$f":"IF($D113=\"Full\",'Failure Persistence Storage'!DD113,0)","v":0},{"$f":"IF($D113=\"Full\",'Failure Persistence Storage'!DG113,0)","v":0},{"$f":"IF($D113=\"Full\",'Failure Persistence Storage'!DH113,0)","v":0},{"$f":"IF($D113=\"Full\",'Failure Persistence Storage'!DK113,0)","v":0},{"$f":"IF($D113=\"Full\",'Failure Persistence Storage'!DL113,0)","v":0},{"$f":"IF($D113=\"Full\",'Failure Persistence Storage'!DO113,0)","v":0},{"$f":"IF($D113=\"Full\",'Failure Persistence Storage'!DP113,0)","v":0},{"$f":"IF($D113=\"Full\",'Failure Persistence Storage'!DS113,0)","v":0},{"$f":"IF($D113=\"Full\",'Failure Persistence Storage'!DT113,0)","v":0},{"$f":"IF($D113=\"Full\",'Failure Persistence Storage'!DW113,0)","v":0},{"$f":"IF($D113=\"Full\",'Failure Persistence Storage'!DX113,0)","v":0},{"$f":"IF($D113=\"Full\",'Failure Persistence Storage'!EA113,0)","v":0},{"$f":"IF($D113=\"Full\",'Failure Persistence Storage'!EB113,0)","v":0},{"$f":"IF($D113=\"Full\",'Failure Persistence Storage'!EE113,0)","v":0},{"$f":"IF($D113=\"Full\",'Failure Persistence Storage'!EF113,0)","v":0},{"$f":"IF($D113=\"Full\",'Failure Persistence Storage'!EI113,0)","v":0},{"$f":"IF($D113=\"Full\",'Failure Persistence Storage'!EJ113,0)","v":0},{"$f":"IF($D113=\"Full\",'Failure Persistence Storage'!EM113,0)","v":0},{"$f":"IF($D113=\"Full\",'Failure Persistence Storage'!EN113,0)","v":0},{"$f":"IF($D113=\"Full\",'Failure Persistence Storage'!EQ113,0)","v":0},{"$f":"IF($D113=\"Full\",'Failure Persistence Storage'!ER113,0)","v":0},{"$f":"IF($D113=\"Full\",'Failure Persistence Storage'!EU113,0)","v":0},{"$f":"IF($D113=\"Full\",'Failure Persistence Storage'!EV113,0)","v":0},{"$f":"IF($D113=\"Full\",'Failure Persistence Storage'!EY113,0)","v":0},{"$f":"IF($D113=\"Full\",'Failure Persistence Storage'!EZ113,0)","v":0},{"$f":"IF($D113=\"Full\",'Failure Persistence Storage'!FC113,0)","v":0},{"$f":"IF($D113=\"Full\",'Failure Persistence Storage'!FD113,0)","v":0},{"$f":"IF($D113=\"Full\",'Failure Persistence Storage'!FG113,0)","v":0},{"$f":"IF($D113=\"Full\",'Failure Persistence Storage'!FH113,0)","v":0},{"$f":"IF($D113=\"Full\",'Failure Persistence Storage'!FK113,0)","v":0},{"$f":"IF($D113=\"Full\",'Failure Persistence Storage'!FL113,0)","v":0},{"$f":"IF($D113=\"Full\",'Failure Persistence Storage'!FO113,0)","v":0},{"$f":"IF($D113=\"Full\",'Failure Persistence Storage'!FP113,0)","v":0},{"$f":"IF($D113=\"Full\",'Failure Persistence Storage'!FS113,0)","v":0},{"$f":"IF($D113=\"Full\",'Failure Persistence Storage'!FT113,0)","v":0},{"$f":"IF($D113=\"Full\",'Failure Persistence Storage'!FW113,0)","v":0},{"$f":"IF($D113=\"Full\",'Failure Persistence Storage'!FX113,0)","v":0},{"$f":"IF($D113=\"Full\",'Failure Persistence Storage'!GA113,0)","v":0},{"$f":"IF($D113=\"Full\",'Failure Persistence Storage'!GB113,0)","v":0},{"$f":"IF($D113=\"Full\",'Failure Persistence Storage'!GE113,0)","v":0},{"$f":"IF($D113=\"Full\",'Failure Persistence Storage'!GF113,0)","v":0},{"$f":"IF($D113=\"Full\",'Failure Persistence Storage'!GI113,0)","v":0},{"$f":"IF($D113=\"Full\",'Failure Persistence Storage'!GJ113,0)","v":0},{"$f":"IF($D113=\"Full\",'Failure Persistence Storage'!GM113,0)","v":0},{"$f":"IF($D113=\"Full\",'Failure Persistence Storage'!GN113,0)","v":0},{"$f":"IF($D113=\"Full\",'Failure Persistence Storage'!GQ113,0)","v":0},{"$f":"IF($D113=\"Full\",'Failure Persistence Storage'!GR113,0)","v":0},{"$f":"IF($D113=\"Full\",'Failure Persistence Storage'!GU113,0)","v":0},{"$f":"IF($D113=\"Full\",'Failure Persistence Storage'!GV113,0)","v":0},{"$f":"IF($D113=\"Full\",'Failure Persistence Storage'!GY113,0)","v":0},{"$f":"IF($D113=\"Full\",'Failure Persistence Storage'!GZ113,0)","v":0},{"$f":"IF($D113=\"Full\",'Failure Persistence Storage'!HC113,0)","v":0},{"$f":"IF($D113=\"Full\",'Failure Persistence Storage'!HD113,0)","v":0},{"$f":"IF($D113=\"Full\",'Failure Persistence Storage'!HG113,0)","v":0},{"$f":"IF($D113=\"Full\",'Failure Persistence Storage'!HH113,0)","v":0},{"$f":"IF($D113=\"Full\",'Failure Persistence Storage'!HK113,0)","v":0},{"$f":"IF($D113=\"Full\",'Failure Persistence Storage'!HL113,0)","v":0},{"$f":"IF($D113=\"Full\",'Failure Persistence Storage'!HO113,0)","v":0}]
[null,"Combination of elements",null,{"$f":"IF(OR(D104=\"Part\",D105=\"Part\",D106=\"Part\",D107=\"Part\",D108=\"Part\",D109=\"Part\",D110=\"Part\",D111=\"Part\",D112=\"Part\",D113=\"Part\"),\"Part\",IF(OR(D104=\"Full\",D105=\"Full\",D106=\"Full\",D107=\"Full\",D108=\"Full\",D109=\"Full\",D110=\"Full\",D111=\"Full\",D112=\"Full\",D113=\"Full\"),\"Full\",IF(AND(D104=\" \",D105=\" \",D106=\" \",D107=\" \",D108=\" \",D109=\" \",D110=\" \",D111=\" \",D112=\" \",D113=\" \"),\" \",\" \")))","v":"Part"},null,null,null,null,null,null,null,null,null,null,null,null,null,null,null,null,null,null,null,null,null,null,null,12.398764530696022,{"$f":"IF($D114=\" \",\" \",SUM(AC104:AC113))","v":8.0653197141075439E-2},{"$f":"IF($D114=\" \",\" \",SUM(AD104:AD113))","v":0.11812092590299478},{"$f":"IF($D114=\" \",\" \",AB114*AD114)","v":1.4645535464190247},{"$f":"IF($D114=\" \",\" \",1/AG114)","v":12.657072125085522},{"$f":"IF($D114=\" \",\" \",SUM(AG104:AG113))","v":7.9007213525951456E-2},{"$f":"IF($D114=\" \",\" \",SUM(AH104:AH113))","v":0.23142058952423467},{"$f":"IF($D114=\" \",\" \",AF114*AH114)","v":2.9291070928380489},12.926371532002237,{"$f":"IF($D114=\" \",\" \",SUM(AK104:AK113))","v":7.7361229910827459E-2},{"$f":"IF($D114=\" \",\" \",SUM(AL104:AL113))","v":0.29111435287773435},{"$f":"IF($D114=\" \",\" \",AJ114*AL114)","v":3.7630522835959987},13.207379608784894,{"$f":"IF($D114=\" \",\" \",SUM(AO104:AO113))","v":7.5715246295703476E-2},{"$f":"IF($D114=\" \",\" \",SUM(AP104:AP113))","v":0.30031612902642923},{"$f":"IF($D114=\" \",\" \",AN114*AP114)","v":3.9663891186928746},13.500876933424559,{"$f":"IF($D114=\" \",\" \",SUM(AS104:AS113))","v":7.4069262680579478E-2},{"$f":"IF($D114=\" \",\" \",SUM(AT104:AT113))","v":0.30884852697728277},{"$f":"IF($D114=\" \",\" \",AR114*AT114)","v":4.1697259537897491},13.807715045547843,{"$f":"IF($D114=\" \",\" \",SUM(AW104:AW113))","v":7.2423279065455495E-2},{"$f":"IF($D114=\" \",\" \",SUM(AX104:AX113))","v":0.31671154673029506},{"$f":"IF($D114=\" \",\" \",AV114*AX114)","v":4.3730627888866236},14.128824697769884,{"$f":"IF($D114=\" \",\" \",SUM(BA104:BA113))","v":7.0777295450331512E-2},{"$f":"IF($D114=\" \",\" \",SUM(BB104:BB113))","v":0.32390518828546616},{"$f":"IF($D114=\" \",\" \",AZ114*BB114)","v":4.576399623983499},14.465225285812027,{"$f":"IF($D114=\" \",\" \",SUM(BE104:BE113))","v":6.9131311835207515E-2},{"$f":"IF($D114=\" \",\" \",SUM(BF104:BF113))","v":0.33042945164279602},{"$f":"IF($D114=\" \",\" \",BD114*BF114)","v":4.7797364590803753},14.81803565863671,{"$f":"IF($D114=\" \",\" \",SUM(BI104:BI113))","v":6.7485328220083532E-2},{"$f":"IF($D114=\" \",\" \",SUM(BJ104:BJ113))","v":0.33628433680228459},{"$f":"IF($D114=\" \",\" \",BH114*BJ114)","v":4.9830732941772506},15.188486550102626,{"$f":"IF($D114=\" \",\" \",SUM(BM104:BM113))","v":6.5839344604959549E-2},{"$f":"IF($D114=\" \",\" \",SUM(BN104:BN113))","v":0.34146984376393197},{"$f":"IF($D114=\" \",\" \",BL114*BN114)","v":5.186410129274126},15.577934923182182,{"$f":"IF($D114=\" \",\" \",SUM(BQ104:BQ113))","v":6.4193360989835552E-2},{"$f":"IF($D114=\" \",\" \",SUM(BR104:BR113))","v":0.34598597252773799},{"$f":"IF($D114=\" \",\" \",BP114*BR114)","v":5.3897469643710005},15.987880579055396,{"$f":"IF($D114=\" \",\" \",SUM(BU104:BU113))","v":6.2547377374711569E-2},{"$f":"IF($D114=\" \",\" \",SUM(BV104:BV113))","v":0.34983272309370289},{"$f":"IF($D114=\" \",\" \",BT114*BV114)","v":5.5930837994678768},16.419985459570409,{"$f":"IF($D114=\" \",\" \",SUM(BY104:BY113))","v":6.0901393759587572E-2},{"$f":"IF($D114=\" \",\" \",SUM(BZ104:BZ113))","v":0.35301009546182643},{"$f":"IF($D114=\" \",\" \",BX114*BZ114)","v":5.7964206345647522},16.876096166780698,{"$f":"IF($D114=\" \",\" \",SUM(CC104:CC113))","v":5.9255410144463588E-2},{"$f":"IF($D114=\" \",\" \",SUM(CD104:CD113))","v":0.35551808963210874},{"$f":"IF($D114=\" \",\" \",CB114*CD114)","v":5.9997574696616267},17.358270342974436,{"$f":"IF($D114=\" \",\" \",SUM(CG104:CG113))","v":5.7609426529339591E-2},{"$f":"IF($D114=\" \",\" \",SUM(CH104:CH113))","v":0.3573567056045498},{"$f":"IF($D114=\" \",\" \",CF114*CH114)","v":6.203094304758503},17.868807706003093,{"$f":"IF($D114=\" \",\" \",SUM(CK104:CK113))","v":5.5963442914215608E-2},{"$f":"IF($D114=\" \",\" \",SUM(CL104:CL113))","v":0.35852594337914967},{"$f":"IF($D114=\" \",\" \",CJ114*CL114)","v":6.4064311398553784},18.410286727397125,{"$f":"IF($D114=\" \",\" \",SUM(CO104:CO113))","v":5.4317459299091625E-2},{"$f":"IF($D114=\" \",\" \",SUM(CP104:CP113))","v":0.35902580295590819},{"$f":"IF($D114=\" \",\" \",CN114*CP114)","v":6.609767974952252},{"$f":"IF($D114=\" \",\" \",1/CS114)","v":18.985608187628284},{"$f":"IF($D114=\" \",\" \",SUM(CS104:CS113))","v":5.2671475683967635E-2},{"$f":"IF($D114=\" \",\" \",SUM(CT104:CT113))","v":0.35885628433482553},{"$f":"IF($D114=\" \",\" \",CR114*CT114)","v":6.8131048100491265},19.598047161422745,{"$f":"IF($D114=\" \",\" \",SUM(CW104:CW113))","v":5.1025492068843645E-2},{"$f":"IF($D114=\" \",\" \",SUM(CX104:CX113))","v":0.35801738751590167},{"$f":"IF($D114=\" \",\" \",CV114*CX114)","v":7.0164416451460037},20.251315400136836,{"$f":"IF($D114=\" \",\" \",SUM(DA104:DA113))","v":4.9379508453719662E-2},{"$f":"IF($D114=\" \",\" \",SUM(DB104:DB113))","v":0.35650911249913653},{"$f":"IF($D114=\" \",\" \",CZ114*DB114)","v":7.219778480242879},20.94963662083121,{"$f":"IF($D114=\" \",\" \",SUM(DE104:DE113))","v":4.7733524838595665E-2},{"$f":"IF($D114=\" \",\" \",SUM(DF104:DF113))","v":0.35433145928453003},{"$f":"IF($D114=\" \",\" \",DD114*DF114)","v":7.4231153153397536},21.697837928718041,{"$f":"IF($D114=\" \",\" \",SUM(DI104:DI113))","v":4.6087541223471674E-2},{"$f":"IF($D114=\" \",\" \",SUM(DJ104:DJ113))","v":0.35148442787208234},{"$f":"IF($D114=\" \",\" \",DH114*DJ114)","v":7.6264521504366289},22.501461555707593,{"$f":"IF($D114=\" \",\" \",SUM(DM104:DM113))","v":4.4441557608347698E-2},{"$f":"IF($D114=\" \",\" \",SUM(DN104:DN113))","v":0.34796801826179347},{"$f":"IF($D114=\" \",\" \",DL114*DN114)","v":7.8297889855335034},23.366902384773272,{"$f":"IF($D114=\" \",\" \",SUM(DQ104:DQ113))","v":4.2795573993223701E-2},{"$f":"IF($D114=\" \",\" \",SUM(DR104:DR113))","v":0.34378223045366324},{"$f":"IF($D114=\" \",\" \",DP114*DR114)","v":8.0331258206303779},24.301578480164206,{"$f":"IF($D114=\" \",\" \",SUM(DU104:DU113))","v":4.1149590378099711E-2},{"$f":"IF($D114=\" \",\" \",SUM(DV104:DV113))","v":0.33892706444769188},{"$f":"IF($D114=\" \",\" \",DT114*DV114)","v":8.2364626557272569},25.314144250171044,{"$f":"IF($D114=\" \",\" \",SUM(DY104:DY113))","v":3.9503606762975728E-2},{"$f":"IF($D114=\" \",\" \",SUM(DZ104:DZ113))","v":0.33340252024387923},{"$f":"IF($D114=\" \",\" \",DX114*DZ114)","v":8.4397994908241305},26.414759217569788,{"$f":"IF($D114=\" \",\" \",SUM(EC104:EC113))","v":3.7857623147851738E-2},{"$f":"IF($D114=\" \",\" \",SUM(ED104:ED113))","v":0.32720859784222533},{"$f":"IF($D114=\" \",\" \",EB114*ED114)","v":8.6431363259210077},27.615430091095686,{"$f":"IF($D114=\" \",\" \",SUM(EG104:EG113))","v":3.6211639532727748E-2},{"$f":"IF($D114=\" \",\" \",SUM(EH104:EH113))","v":0.32034529724273014},{"$f":"IF($D114=\" \",\" \",EF114*EH114)","v":8.8464731610178813},28.930450571624053,{"$f":"IF($D114=\" \",\" \",SUM(EK104:EK113))","v":3.4565655917603758E-2},{"$f":"IF($D114=\" \",\" \",SUM(EL104:EL113))","v":0.31281261844539365},{"$f":"IF($D114=\" \",\" \",EJ114*EL114)","v":9.0498099961147549},30.376973100205252,{"$f":"IF($D114=\" \",\" \",SUM(EO104:EO113))","v":3.2919672302479774E-2},{"$f":"IF($D114=\" \",\" \",SUM(EP104:EP113))","v":0.30461056145021603},{"$f":"IF($D114=\" \",\" \",EN114*EP114)","v":9.2531468312116321},31.975761158110792,{"$f":"IF($D114=\" \",\" \",SUM(ES104:ES113))","v":3.1273688687355784E-2},{"$f":"IF($D114=\" \",\" \",SUM(ET104:ET113))","v":0.29573912625719712},{"$f":"IF($D114=\" \",\" \",ER114*ET114)","v":9.4564836663085075},33.752192333561396,{"$f":"IF($D114=\" \",\" \",SUM(EW104:EW113))","v":2.9627705072231794E-2},{"$f":"IF($D114=\" \",\" \",SUM(EX104:EX113))","v":0.2861983128663369},{"$f":"IF($D114=\" \",\" \",EV114*EX114)","v":9.6598205014053828},35.737615412006186,{"$f":"IF($D114=\" \",\" \",SUM(FA104:FA113))","v":2.7981721457107804E-2},{"$f":"IF($D114=\" \",\" \",SUM(FB104:FB113))","v":0.2759881212776355},{"$f":"IF($D114=\" \",\" \",EZ114*FB114)","v":9.8631573365022582},{"$f":"IF($D114=\" \",\" \",1/FE114)","v":37.971216375256567},{"$f":"IF($D114=\" \",\" \",SUM(FE104:FE113))","v":2.6335737841983817E-2},{"$f":"IF($D114=\" \",\" \",SUM(FF104:FF113))","v":0.2651085514910928},{"$f":"IF($D114=\" \",\" \",FD114*FF114)","v":10.066494171599132},40.502630800273671,{"$f":"IF($D114=\" \",\" \",SUM(FI104:FI113))","v":2.4689754226859831E-2},{"$f":"IF($D114=\" \",\" \",SUM(FJ104:FJ113))","v":0.25355960350670892},{"$f":"IF($D114=\" \",\" \",FH114*FJ114)","v":10.269831006696009},43.395675857436082,{"$f":"IF($D114=\" \",\" \",SUM(FM104:FM113))","v":2.3043770611735837E-2},{"$f":"IF($D114=\" \",\" \",SUM(FN104:FN113))","v":0.24134127732448368},{"$f":"IF($D114=\" \",\" \",FL114*FN114)","v":10.473167841792883},46.733804769546545,{"$f":"IF($D114=\" \",\" \",SUM(FQ104:FQ113))","v":2.1397786996611851E-2},{"$f":"IF($D114=\" \",\" \",SUM(FR104:FR113))","v":0.22845357294441732},{"$f":"IF($D114=\" \",\" \",FP114*FR114)","v":10.67650467688976},50.628288500342087,{"$f":"IF($D114=\" \",\" \",SUM(FU104:FU113))","v":1.9751803381487864E-2},{"$f":"IF($D114=\" \",\" \",SUM(FV104:FV113))","v":0.21489649036650962},{"$f":"IF($D114=\" \",\" \",FT114*FV114)","v":10.879841511986633},55.230860182191371,{"$f":"IF($D114=\" \",\" \",SUM(FY104:FY113))","v":1.8105819766363874E-2},{"$f":"IF($D114=\" \",\" \",SUM(FZ104:FZ113))","v":0.20067002959076066},{"$f":"IF($D114=\" \",\" \",FX114*FZ114)","v":11.083178347083507},60.753946200410503,{"$f":"IF($D114=\" \",\" \",SUM(GC104:GC113))","v":1.6459836151239887E-2},{"$f":"IF($D114=\" \",\" \",SUM(GD104:GD113))","v":0.18577419061717049},{"$f":"IF($D114=\" \",\" \",GB114*GD114)","v":11.286515182180381},67.504384667122793,{"$f":"IF($D114=\" \",\" \",SUM(GG104:GG113))","v":1.4813852536115897E-2},{"$f":"IF($D114=\" \",\" \",SUM(GH104:GH113))","v":0.1702089734457391},{"$f":"IF($D114=\" \",\" \",GF114*GH114)","v":11.489852017277261},75.942432750513134,{"$f":"IF($D114=\" \",\" \",SUM(GK104:GK113))","v":1.3167868920991909E-2},{"$f":"IF($D114=\" \",\" \",SUM(GL104:GL113))","v":0.15397437807646641},{"$f":"IF($D114=\" \",\" \",GJ114*GL114)","v":11.693188852374135},86.791351714872164,{"$f":"IF($D114=\" \",\" \",SUM(GO104:GO113))","v":1.1521885305867919E-2},{"$f":"IF($D114=\" \",\" \",SUM(GP104:GP113))","v":0.13707040450935248},{"$f":"IF($D114=\" \",\" \",GN114*GP114)","v":11.89652568747101},101.25657700068417,{"$f":"IF($D114=\" \",\" \",SUM(GS104:GS113))","v":9.875901690743932E-3},{"$f":"IF($D114=\" \",\" \",SUM(GT104:GT113))","v":0.11949705274439731},{"$f":"IF($D114=\" \",\" \",GR114*GT114)","v":12.099862522567884},121.50789240082101,{"$f":"IF($D114=\" \",\" \",SUM(GW104:GW113))","v":8.2299180756199436E-3},{"$f":"IF($D114=\" \",\" \",SUM(GX104:GX113))","v":0.10125432278160089},{"$f":"IF($D114=\" \",\" \",GV114*GX114)","v":12.303199357664759},151.88486550102627,{"$f":"IF($D114=\" \",\" \",SUM(HA104:HA113))","v":6.5839344604959544E-3},{"$f":"IF($D114=\" \",\" \",SUM(HB104:HB113))","v":8.6084699570263781E-2},{"$f":"IF($D114=\" \",\" \",GZ114*HB114)","v":13.074963015925768},202.51315400136835,{"$f":"IF($D114=\" \",\" \",SUM(HE104:HE113))","v":4.937950845371966E-3},{"$f":"IF($D114=\" \",\" \",SUM(HF104:HF113))","v":6.8374455686435159E-2},{"$f":"IF($D114=\" \",\" \",HD114*HF114)","v":13.84672667418678},303.76973100205254,{"$f":"IF($D114=\" \",\" \",SUM(HI104:HI113))","v":3.2919672302479772E-3},{"$f":"IF($D114=\" \",\" \",SUM(HJ104:HJ113))","v":4.8123591130114989E-2},{"$f":"IF($D114=\" \",\" \",HH114*HJ114)","v":14.618490332447792},607.53946200410508,{"$f":"IF($D114=\" \",\" \",SUM(HM104:HM113))","v":1.6459836151239886E-3},{"$f":"IF($D114=\" \",\" \",SUM(HN104:HN113))","v":2.5332105901303269E-2},{"$f":"IF($D114=\" \",\" \",HL114*HN114)","v":15.390253990708803},null,{"$f":"IF($D114=\"Full\",'Failure Persistence Storage'!AB114,0)","v":0},{"$f":"IF($D114=\"Full\",'Failure Persistence Storage'!AE114,0)","v":0},{"$f":"IF($D114=\"Full\",'Failure Persistence Storage'!AF114,0)","v":0},{"$f":"IF($D114=\"Full\",'Failure Persistence Storage'!AI114,0)","v":0},{"$f":"IF($D114=\"Full\",'Failure Persistence Storage'!AJ114,0)","v":0},{"$f":"IF($D114=\"Full\",'Failure Persistence Storage'!AM114,0)","v":0},{"$f":"IF($D114=\"Full\",'Failure Persistence Storage'!AN114,0)","v":0},{"$f":"IF($D114=\"Full\",'Failure Persistence Storage'!AQ114,0)","v":0},{"$f":"IF($D114=\"Full\",'Failure Persistence Storage'!AR114,0)","v":0},{"$f":"IF($D114=\"Full\",'Failure Persistence Storage'!AU114,0)","v":0},{"$f":"IF($D114=\"Full\",'Failure Persistence Storage'!AV114,0)","v":0},{"$f":"IF($D114=\"Full\",'Failure Persistence Storage'!AY114,0)","v":0},{"$f":"IF($D114=\"Full\",'Failure Persistence Storage'!AZ114,0)","v":0},{"$f":"IF($D114=\"Full\",'Failure Persistence Storage'!BC114,0)","v":0},{"$f":"IF($D114=\"Full\",'Failure Persistence Storage'!BD114,0)","v":0},{"$f":"IF($D114=\"Full\",'Failure Persistence Storage'!BG114,0)","v":0},{"$f":"IF($D114=\"Full\",'Failure Persistence Storage'!BH114,0)","v":0},{"$f":"IF($D114=\"Full\",'Failure Persistence Storage'!BK114,0)","v":0},{"$f":"IF($D114=\"Full\",'Failure Persistence Storage'!BL114,0)","v":0},{"$f":"IF($D114=\"Full\",'Failure Persistence Storage'!BO114,0)","v":0},{"$f":"IF($D114=\"Full\",'Failure Persistence Storage'!BP114,0)","v":0},{"$f":"IF($D114=\"Full\",'Failure Persistence Storage'!BS114,0)","v":0},{"$f":"IF($D114=\"Full\",'Failure Persistence Storage'!BT114,0)","v":0},{"$f":"IF($D114=\"Full\",'Failure Persistence Storage'!BW114,0)","v":0},{"$f":"IF($D114=\"Full\",'Failure Persistence Storage'!BX114,0)","v":0},{"$f":"IF($D114=\"Full\",'Failure Persistence Storage'!CA114,0)","v":0},{"$f":"IF($D114=\"Full\",'Failure Persistence Storage'!CB114,0)","v":0},{"$f":"IF($D114=\"Full\",'Failure Persistence Storage'!CE114,0)","v":0},{"$f":"IF($D114=\"Full\",'Failure Persistence Storage'!CF114,0)","v":0},{"$f":"IF($D114=\"Full\",'Failure Persistence Storage'!CI114,0)","v":0},{"$f":"IF($D114=\"Full\",'Failure Persistence Storage'!CJ114,0)","v":0},{"$f":"IF($D114=\"Full\",'Failure Persistence Storage'!CM114,0)","v":0},{"$f":"IF($D114=\"Full\",'Failure Persistence Storage'!CN114,0)","v":0},{"$f":"IF($D114=\"Full\",'Failure Persistence Storage'!CQ114,0)","v":0},{"$f":"IF($D114=\"Full\",'Failure Persistence Storage'!CR114,0)","v":0},{"$f":"IF($D114=\"Full\",'Failure Persistence Storage'!CU114,0)","v":0},{"$f":"IF($D114=\"Full\",'Failure Persistence Storage'!CV114,0)","v":0},{"$f":"IF($D114=\"Full\",'Failure Persistence Storage'!CY114,0)","v":0},{"$f":"IF($D114=\"Full\",'Failure Persistence Storage'!CZ114,0)","v":0},{"$f":"IF($D114=\"Full\",'Failure Persistence Storage'!DC114,0)","v":0},{"$f":"IF($D114=\"Full\",'Failure Persistence Storage'!DD114,0)","v":0},{"$f":"IF($D114=\"Full\",'Failure Persistence Storage'!DG114,0)","v":0},{"$f":"IF($D114=\"Full\",'Failure Persistence Storage'!DH114,0)","v":0},{"$f":"IF($D114=\"Full\",'Failure Persistence Storage'!DK114,0)","v":0},{"$f":"IF($D114=\"Full\",'Failure Persistence Storage'!DL114,0)","v":0},{"$f":"IF($D114=\"Full\",'Failure Persistence Storage'!DO114,0)","v":0},{"$f":"IF($D114=\"Full\",'Failure Persistence Storage'!DP114,0)","v":0},{"$f":"IF($D114=\"Full\",'Failure Persistence Storage'!DS114,0)","v":0},{"$f":"IF($D114=\"Full\",'Failure Persistence Storage'!DT114,0)","v":0},{"$f":"IF($D114=\"Full\",'Failure Persistence Storage'!DW114,0)","v":0},{"$f":"IF($D114=\"Full\",'Failure Persistence Storage'!DX114,0)","v":0},{"$f":"IF($D114=\"Full\",'Failure Persistence Storage'!EA114,0)","v":0},{"$f":"IF($D114=\"Full\",'Failure Persistence Storage'!EB114,0)","v":0},{"$f":"IF($D114=\"Full\",'Failure Persistence Storage'!EE114,0)","v":0},{"$f":"IF($D114=\"Full\",'Failure Persistence Storage'!EF114,0)","v":0},{"$f":"IF($D114=\"Full\",'Failure Persistence Storage'!EI114,0)","v":0},{"$f":"IF($D114=\"Full\",'Failure Persistence Storage'!EJ114,0)","v":0},{"$f":"IF($D114=\"Full\",'Failure Persistence Storage'!EM114,0)","v":0},{"$f":"IF($D114=\"Full\",'Failure Persistence Storage'!EN114,0)","v":0},{"$f":"IF($D114=\"Full\",'Failure Persistence Storage'!EQ114,0)","v":0},{"$f":"IF($D114=\"Full\",'Failure Persistence Storage'!ER114,0)","v":0},{"$f":"IF($D114=\"Full\",'Failure Persistence Storage'!EU114,0)","v":0},{"$f":"IF($D114=\"Full\",'Failure Persistence Storage'!EV114,0)","v":0},{"$f":"IF($D114=\"Full\",'Failure Persistence Storage'!EY114,0)","v":0},{"$f":"IF($D114=\"Full\",'Failure Persistence Storage'!EZ114,0)","v":0},{"$f":"IF($D114=\"Full\",'Failure Persistence Storage'!FC114,0)","v":0},{"$f":"IF($D114=\"Full\",'Failure Persistence Storage'!FD114,0)","v":0},{"$f":"IF($D114=\"Full\",'Failure Persistence Storage'!FG114,0)","v":0},{"$f":"IF($D114=\"Full\",'Failure Persistence Storage'!FH114,0)","v":0},{"$f":"IF($D114=\"Full\",'Failure Persistence Storage'!FK114,0)","v":0},{"$f":"IF($D114=\"Full\",'Failure Persistence Storage'!FL114,0)","v":0},{"$f":"IF($D114=\"Full\",'Failure Persistence Storage'!FO114,0)","v":0},{"$f":"IF($D114=\"Full\",'Failure Persistence Storage'!FP114,0)","v":0},{"$f":"IF($D114=\"Full\",'Failure Persistence Storage'!FS114,0)","v":0},{"$f":"IF($D114=\"Full\",'Failure Persistence Storage'!FT114,0)","v":0},{"$f":"IF($D114=\"Full\",'Failure Persistence Storage'!FW114,0)","v":0},{"$f":"IF($D114=\"Full\",'Failure Persistence Storage'!FX114,0)","v":0},{"$f":"IF($D114=\"Full\",'Failure Persistence Storage'!GA114,0)","v":0},{"$f":"IF($D114=\"Full\",'Failure Persistence Storage'!GB114,0)","v":0},{"$f":"IF($D114=\"Full\",'Failure Persistence Storage'!GE114,0)","v":0},{"$f":"IF($D114=\"Full\",'Failure Persistence Storage'!GF114,0)","v":0},{"$f":"IF($D114=\"Full\",'Failure Persistence Storage'!GI114,0)","v":0},{"$f":"IF($D114=\"Full\",'Failure Persistence Storage'!GJ114,0)","v":0},{"$f":"IF($D114=\"Full\",'Failure Persistence Storage'!GM114,0)","v":0},{"$f":"IF($D114=\"Full\",'Failure Persistence Storage'!GN114,0)","v":0},{"$f":"IF($D114=\"Full\",'Failure Persistence Storage'!GQ114,0)","v":0},{"$f":"IF($D114=\"Full\",'Failure Persistence Storage'!GR114,0)","v":0},{"$f":"IF($D114=\"Full\",'Failure Persistence Storage'!GU114,0)","v":0},{"$f":"IF($D114=\"Full\",'Failure Persistence Storage'!GV114,0)","v":0},{"$f":"IF($D114=\"Full\",'Failure Persistence Storage'!GY114,0)","v":0},{"$f":"IF($D114=\"Full\",'Failure Persistence Storage'!GZ114,0)","v":0},{"$f":"IF($D114=\"Full\",'Failure Persistence Storage'!HC114,0)","v":0},{"$f":"IF($D114=\"Full\",'Failure Persistence Storage'!HD114,0)","v":0},{"$f":"IF($D114=\"Full\",'Failure Persistence Storage'!HG114,0)","v":0},{"$f":"IF($D114=\"Full\",'Failure Persistence Storage'!HH114,0)","v":0},{"$f":"IF($D114=\"Full\",'Failure Persistence Storage'!HK114,0)","v":0},{"$f":"IF($D114=\"Full\",'Failure Persistence Storage'!HL114,0)","v":0},{"$f":"IF($D114=\"Full\",'Failure Persistence Storage'!HO114,0)","v":0}]
[null,"Pipe C",null,null,null,null,null,null,null,null,null,null,null,null,null,null,null,null,null,null,null,null,null,null,null,null,null,null,null,null,null,null,null,null,null,null,null,null,null,null,null,null,null,null,null,null,null,null,null,null,null,null,null,null,null,null,null,null,null,null,null,null,null,null,null,null,null,null,null,null,null,null,null,null,null,null,null,null,null,null,null,null,null,null,null,null,null,null,null,null,null,null,null,null,null,null,null,null,null,null,null,null,null,null,null,null,null,null,null,null,null,null,null,null,null,null,null,null,null,null,null,null,null,null,null,null,null,null,null,null,null,null,null,null,null,null,null,null,null,null,null,null,null,null,null,null,null,null,null,null,null,null,null,null,null,null,null,null,null,null,null,null,null,null,null,null,null,null,null,null,null,null,null,null,null,null,null,null,null,null,null,null,null,null,null,null,null,null,null,null,null,null,null,null,null,null,null,null,null,null,null,null,null,null,null,null,null,null,null,null,null,null,null,null,null,null,null,null,null,null,null,null,null,null,{"$f":"IF($D115=\"Full\",'Failure Persistence Storage'!AB115,0)","v":0},{"$f":"IF($D115=\"Full\",'Failure Persistence Storage'!AE115,0)","v":0},{"$f":"IF($D115=\"Full\",'Failure Persistence Storage'!AF115,0)","v":0},{"$f":"IF($D115=\"Full\",'Failure Persistence Storage'!AI115,0)","v":0},{"$f":"IF($D115=\"Full\",'Failure Persistence Storage'!AJ115,0)","v":0},{"$f":"IF($D115=\"Full\",'Failure Persistence Storage'!AM115,0)","v":0},{"$f":"IF($D115=\"Full\",'Failure Persistence Storage'!AN115,0)","v":0},{"$f":"IF($D115=\"Full\",'Failure Persistence Storage'!AQ115,0)","v":0},{"$f":"IF($D115=\"Full\",'Failure Persistence Storage'!AR115,0)","v":0},{"$f":"IF($D115=\"Full\",'Failure Persistence Storage'!AU115,0)","v":0},{"$f":"IF($D115=\"Full\",'Failure Persistence Storage'!AV115,0)","v":0},{"$f":"IF($D115=\"Full\",'Failure Persistence Storage'!AY115,0)","v":0},{"$f":"IF($D115=\"Full\",'Failure Persistence Storage'!AZ115,0)","v":0},{"$f":"IF($D115=\"Full\",'Failure Persistence Storage'!BC115,0)","v":0},{"$f":"IF($D115=\"Full\",'Failure Persistence Storage'!BD115,0)","v":0},{"$f":"IF($D115=\"Full\",'Failure Persistence Storage'!BG115,0)","v":0},{"$f":"IF($D115=\"Full\",'Failure Persistence Storage'!BH115,0)","v":0},{"$f":"IF($D115=\"Full\",'Failure Persistence Storage'!BK115,0)","v":0},{"$f":"IF($D115=\"Full\",'Failure Persistence Storage'!BL115,0)","v":0},{"$f":"IF($D115=\"Full\",'Failure Persistence Storage'!BO115,0)","v":0},{"$f":"IF($D115=\"Full\",'Failure Persistence Storage'!BP115,0)","v":0},{"$f":"IF($D115=\"Full\",'Failure Persistence Storage'!BS115,0)","v":0},{"$f":"IF($D115=\"Full\",'Failure Persistence Storage'!BT115,0)","v":0},{"$f":"IF($D115=\"Full\",'Failure Persistence Storage'!BW115,0)","v":0},{"$f":"IF($D115=\"Full\",'Failure Persistence Storage'!BX115,0)","v":0},{"$f":"IF($D115=\"Full\",'Failure Persistence Storage'!CA115,0)","v":0},{"$f":"IF($D115=\"Full\",'Failure Persistence Storage'!CB115,0)","v":0},{"$f":"IF($D115=\"Full\",'Failure Persistence Storage'!CE115,0)","v":0},{"$f":"IF($D115=\"Full\",'Failure Persistence Storage'!CF115,0)","v":0},{"$f":"IF($D115=\"Full\",'Failure Persistence Storage'!CI115,0)","v":0},{"$f":"IF($D115=\"Full\",'Failure Persistence Storage'!CJ115,0)","v":0},{"$f":"IF($D115=\"Full\",'Failure Persistence Storage'!CM115,0)","v":0},{"$f":"IF($D115=\"Full\",'Failure Persistence Storage'!CN115,0)","v":0},{"$f":"IF($D115=\"Full\",'Failure Persistence Storage'!CQ115,0)","v":0},{"$f":"IF($D115=\"Full\",'Failure Persistence Storage'!CR115,0)","v":0},{"$f":"IF($D115=\"Full\",'Failure Persistence Storage'!CU115,0)","v":0},{"$f":"IF($D115=\"Full\",'Failure Persistence Storage'!CV115,0)","v":0},{"$f":"IF($D115=\"Full\",'Failure Persistence Storage'!CY115,0)","v":0},{"$f":"IF($D115=\"Full\",'Failure Persistence Storage'!CZ115,0)","v":0},{"$f":"IF($D115=\"Full\",'Failure Persistence Storage'!DC115,0)","v":0},{"$f":"IF($D115=\"Full\",'Failure Persistence Storage'!DD115,0)","v":0},{"$f":"IF($D115=\"Full\",'Failure Persistence Storage'!DG115,0)","v":0},{"$f":"IF($D115=\"Full\",'Failure Persistence Storage'!DH115,0)","v":0},{"$f":"IF($D115=\"Full\",'Failure Persistence Storage'!DK115,0)","v":0},{"$f":"IF($D115=\"Full\",'Failure Persistence Storage'!DL115,0)","v":0},{"$f":"IF($D115=\"Full\",'Failure Persistence Storage'!DO115,0)","v":0},{"$f":"IF($D115=\"Full\",'Failure Persistence Storage'!DP115,0)","v":0},{"$f":"IF($D115=\"Full\",'Failure Persistence Storage'!DS115,0)","v":0},{"$f":"IF($D115=\"Full\",'Failure Persistence Storage'!DT115,0)","v":0},{"$f":"IF($D115=\"Full\",'Failure Persistence Storage'!DW115,0)","v":0},{"$f":"IF($D115=\"Full\",'Failure Persistence Storage'!DX115,0)","v":0},{"$f":"IF($D115=\"Full\",'Failure Persistence Storage'!EA115,0)","v":0},{"$f":"IF($D115=\"Full\",'Failure Persistence Storage'!EB115,0)","v":0},{"$f":"IF($D115=\"Full\",'Failure Persistence Storage'!EE115,0)","v":0},{"$f":"IF($D115=\"Full\",'Failure Persistence Storage'!EF115,0)","v":0},{"$f":"IF($D115=\"Full\",'Failure Persistence Storage'!EI115,0)","v":0},{"$f":"IF($D115=\"Full\",'Failure Persistence Storage'!EJ115,0)","v":0},{"$f":"IF($D115=\"Full\",'Failure Persistence Storage'!EM115,0)","v":0},{"$f":"IF($D115=\"Full\",'Failure Persistence Storage'!EN115,0)","v":0},{"$f":"IF($D115=\"Full\",'Failure Persistence Storage'!EQ115,0)","v":0},{"$f":"IF($D115=\"Full\",'Failure Persistence Storage'!ER115,0)","v":0},{"$f":"IF($D115=\"Full\",'Failure Persistence Storage'!EU115,0)","v":0},{"$f":"IF($D115=\"Full\",'Failure Persistence Storage'!EV115,0)","v":0},{"$f":"IF($D115=\"Full\",'Failure Persistence Storage'!EY115,0)","v":0},{"$f":"IF($D115=\"Full\",'Failure Persistence Storage'!EZ115,0)","v":0},{"$f":"IF($D115=\"Full\",'Failure Persistence Storage'!FC115,0)","v":0},{"$f":"IF($D115=\"Full\",'Failure Persistence Storage'!FD115,0)","v":0},{"$f":"IF($D115=\"Full\",'Failure Persistence Storage'!FG115,0)","v":0},{"$f":"IF($D115=\"Full\",'Failure Persistence Storage'!FH115,0)","v":0},{"$f":"IF($D115=\"Full\",'Failure Persistence Storage'!FK115,0)","v":0},{"$f":"IF($D115=\"Full\",'Failure Persistence Storage'!FL115,0)","v":0},{"$f":"IF($D115=\"Full\",'Failure Persistence Storage'!FO115,0)","v":0},{"$f":"IF($D115=\"Full\",'Failure Persistence Storage'!FP115,0)","v":0},{"$f":"IF($D115=\"Full\",'Failure Persistence Storage'!FS115,0)","v":0},{"$f":"IF($D115=\"Full\",'Failure Persistence Storage'!FT115,0)","v":0},{"$f":"IF($D115=\"Full\",'Failure Persistence Storage'!FW115,0)","v":0},{"$f":"IF($D115=\"Full\",'Failure Persistence Storage'!FX115,0)","v":0},{"$f":"IF($D115=\"Full\",'Failure Persistence Storage'!GA115,0)","v":0},{"$f":"IF($D115=\"Full\",'Failure Persistence Storage'!GB115,0)","v":0},{"$f":"IF($D115=\"Full\",'Failure Persistence Storage'!GE115,0)","v":0},{"$f":"IF($D115=\"Full\",'Failure Persistence Storage'!GF115,0)","v":0},{"$f":"IF($D115=\"Full\",'Failure Persistence Storage'!GI115,0)","v":0},{"$f":"IF($D115=\"Full\",'Failure Persistence Storage'!GJ115,0)","v":0},{"$f":"IF($D115=\"Full\",'Failure Persistence Storage'!GM115,0)","v":0},{"$f":"IF($D115=\"Full\",'Failure Persistence Storage'!GN115,0)","v":0},{"$f":"IF($D115=\"Full\",'Failure Persistence Storage'!GQ115,0)","v":0},{"$f":"IF($D115=\"Full\",'Failure Persistence Storage'!GR115,0)","v":0},{"$f":"IF($D115=\"Full\",'Failure Persistence Storage'!GU115,0)","v":0},{"$f":"IF($D115=\"Full\",'Failure Persistence Storage'!GV115,0)","v":0},{"$f":"IF($D115=\"Full\",'Failure Persistence Storage'!GY115,0)","v":0},{"$f":"IF($D115=\"Full\",'Failure Persistence Storage'!GZ115,0)","v":0},{"$f":"IF($D115=\"Full\",'Failure Persistence Storage'!HC115,0)","v":0},{"$f":"IF($D115=\"Full\",'Failure Persistence Storage'!HD115,0)","v":0},{"$f":"IF($D115=\"Full\",'Failure Persistence Storage'!HG115,0)","v":0},{"$f":"IF($D115=\"Full\",'Failure Persistence Storage'!HH115,0)","v":0},{"$f":"IF($D115=\"Full\",'Failure Persistence Storage'!HK115,0)","v":0},{"$f":"IF($D115=\"Full\",'Failure Persistence Storage'!HL115,0)","v":0},{"$f":"IF($D115=\"Full\",'Failure Persistence Storage'!HO115,0)","v":0}]
[null,1,"Pipe","Part",300,21.268000000000001,"MS",{"$f":"72-2019+C38","v":89},{"$f":"IF(C116=\"Valve\",0.002,IF(C116=\"Pipe\",IF(G116=\"PVC\",IF(H116<C$38-1986,2.4287*EXP(0.0206*H116),16.746*EXP(0.047*H116)),IF(G116=\"AC\",IF(E116<150,1.6*EXP(0.0526*H116),IF(E116<200,0.9585*EXP(0.0562*H116),IF(E116<300,0.95*EXP(0.0511*H116),0.1749*EXP(0.0701*H116)))),IF(G116=\"DI\",IF(E116<150,1.6*EXP(0.0285*H116),IF(E116<200,1.5302*EXP(0.0264*H116),IF(E116<300,0.95*EXP(0.031*H116),0.7*EXP(0.0327*H116)))),IF(G116=\"MS\",IF(E116<150,3.7022*EXP(0.0673*H116),IF(E116<200,1.8319*EXP(0.0592*H116),IF(E116<300,1.5626*EXP(0.0409*H116),IF(E116<400,1.35*EXP(0.0409*H116),0.55*EXP(0.0136*H116))))),IF(G116=\"CI\",IF(E116<150,IF(H116<C$38-1951,9.4549*EXP(0.0284*H116),0.15*EXP(0.0518*H116)),IF(E116<200,IF(H116<C$38-1951,8.4483*EXP(0.0279*H116),0.1*EXP(0.0529*H116)),IF(E116<300,IF(H116<C$38-1941,3.3385*EXP(0.0307*H116),0.05*EXP(0.0526*H116)),IF(E116>=300,IF(H116<C$38-1941,3.3*EXP(0.0292*H116),0.05*EXP(0.0491*H116)))))))))))*F116/100000,\" \"))","v":1.0937945716806889E-2},{"$f":"IF(E116>0,(16.46422001685-14.62447203985*EXP(-0.0000160509317449*(E116^1.58185552616))),\" \")","v":3.6613838660475615},{"$f":"IF(E116>0,(21.94905229466-21.235810579596*EXP(-0.000516425232405*(E116^1.18195509065))),\" \")","v":8.2364626557272551},{"$f":"IF(E116>0,(27.905851492255-27.5285572886*EXP(-0.00442683880468*(E116^0.887671409005))),\" \")","v":14.232608503317287},null,null,null,null,null,null,null,null,null,null,null,null,null,null,null,93.290658930349281,{"$f":"IF($D116=0,\" \",1/AB116)","v":1.071918680247075E-2},{"$f":"IF($D116=0,\" \",IF(AB$37<5,$J116/5*AB$37,IF(AB$37<=90,MIN(($J116+($K116-$J116)/45*(AB$37-5)),$L116),$L116-($L116-MIN(($J116+($K116-$J116)/45*85),$L116))/5*(95-AB$37)))/AB116)","v":1.5698823046286541E-2},{"$f":"IF($D116=0,\" \",AB116*AD116)","v":1.4645535464190247},{"$f":"IF($D116=0,\" \",1/($I116*(100-AF$37)/100))","v":95.234214324731539},{"$f":"IF($D116=0,\" \",1/AF116)","v":1.0500427888134614E-2},{"$f":"IF($D116=0,\" \",IF(AF$37<5,$J116/5*AF$37,IF(AF$37<=90,MIN(($J116+($K116-$J116)/45*(AF$37-5)),$L116),$L116-($L116-MIN(($J116+($K116-$J116)/45*85),$L116))/5*(95-AF$37)))/AF116)","v":3.0756877804969558E-2},{"$f":"IF($D116=0,\" \",AF116*AH116)","v":2.9291070928380494},97.260474203981147,{"$f":"IF($D116=0,\" \",1/AJ116)","v":1.0281668973798477E-2},{"$f":"IF($D116=0,\" \",IF(AJ$37<5,$J116/5*AJ$37,IF(AJ$37<=90,MIN(($J116+($K116-$J116)/45*(AJ$37-5)),$L116),$L116-($L116-MIN(($J116+($K116-$J116)/45*85),$L116))/5*(95-AJ$37)))/AJ116)","v":3.8690457911030492E-2},{"$f":"IF($D116=0,\" \",AJ116*AL116)","v":3.7630522835959996},99.374832338850311,{"$f":"IF($D116=0,\" \",1/AN116)","v":1.0062910059462337E-2},{"$f":"IF($D116=0,\" \",IF(AN$37<5,$J116/5*AN$37,IF(AN$37<=90,MIN(($J116+($K116-$J116)/45*(AN$37-5)),$L116),$L116-($L116-MIN(($J116+($K116-$J116)/45*85),$L116))/5*(95-AN$37)))/AN116)","v":3.9913416962236485E-2},{"$f":"IF($D116=0,\" \",AN116*AP116)","v":3.9663891186928746},101.58316194638032,{"$f":"IF($D116=0,\" \",1/AR116)","v":9.8441511451261999E-3},{"$f":"IF($D116=0,\" \",IF(AR$37<5,$J116/5*AR$37,IF(AR$37<=90,MIN(($J116+($K116-$J116)/45*(AR$37-5)),$L116),$L116-($L116-MIN(($J116+($K116-$J116)/45*85),$L116))/5*(95-AR$37)))/AR116)","v":4.1047412522861801E-2},{"$f":"IF($D116=0,\" \",AR116*AT116)","v":4.16972595378975},103.89187017243441,{"$f":"IF($D116=0,\" \",1/AV116)","v":9.6253922307900624E-3},{"$f":"IF($D116=0,\" \",IF(AV$37<5,$J116/5*AV$37,IF(AV$37<=90,MIN(($J116+($K116-$J116)/45*(AV$37-5)),$L116),$L116-($L116-MIN(($J116+($K116-$J116)/45*85),$L116))/5*(95-AV$37)))/AV116)","v":4.2092444592906439E-2},{"$f":"IF($D116=0,\" \",AV116*AX116)","v":4.3730627888866245},106.30796017644451,{"$f":"IF($D116=0,\" \",1/AZ116)","v":9.4066333164539249E-3},{"$f":"IF($D116=0,\" \",IF(AZ$37<5,$J116/5*AZ$37,IF(AZ$37<=90,MIN(($J116+($K116-$J116)/45*(AZ$37-5)),$L116),$L116-($L116-MIN(($J116+($K116-$J116)/45*85),$L116))/5*(95-AZ$37)))/AZ116)","v":4.3048513172370406E-2},{"$f":"IF($D116=0,\" \",AZ116*BB116)","v":4.5763996239834999},108.83910208540748,{"$f":"IF($D116=0,\" \",1/BD116)","v":9.1878744021177874E-3},{"$f":"IF($D116=0,\" \",IF(BD$37<5,$J116/5*BD$37,IF(BD$37<=90,MIN(($J116+($K116-$J116)/45*(BD$37-5)),$L116),$L116-($L116-MIN(($J116+($K116-$J116)/45*85),$L116))/5*(95-BD$37)))/BD116)","v":4.3915618261253689E-2},{"$f":"IF($D116=0,\" \",BD116*BF116)","v":4.7797364590803753},111.49371433139302,{"$f":"IF($D116=0,\" \",1/BH116)","v":8.9691154877816499E-3},{"$f":"IF($D116=0,\" \",IF(BH$37<5,$J116/5*BH$37,IF(BH$37<=90,MIN(($J116+($K116-$J116)/45*(BH$37-5)),$L116),$L116-($L116-MIN(($J116+($K116-$J116)/45*85),$L116))/5*(95-BH$37)))/BH116)","v":4.4693759859556301E-2},{"$f":"IF($D116=0,\" \",BH116*BJ116)","v":4.9830732941772506},114.28105718967787,{"$f":"IF($D116=0,\" \",1/BL116)","v":8.7503565734455106E-3},{"$f":"IF($D116=0,\" \",IF(BL$37<5,$J116/5*BL$37,IF(BL$37<=90,MIN(($J116+($K116-$J116)/45*(BL$37-5)),$L116),$L116-($L116-MIN(($J116+($K116-$J116)/45*85),$L116))/5*(95-BL$37)))/BL116)","v":4.5382937967278228E-2},{"$f":"IF($D116=0,\" \",BL116*BN116)","v":5.186410129274126},117.2113407073619,{"$f":"IF($D116=0,\" \",1/BP116)","v":8.5315976591093731E-3},{"$f":"IF($D116=0,\" \",IF(BP$37<5,$J116/5*BP$37,IF(BP$37<=90,MIN(($J116+($K116-$J116)/45*(BP$37-5)),$L116),$L116-($L116-MIN(($J116+($K116-$J116)/45*85),$L116))/5*(95-BP$37)))/BP116)","v":4.5983152584419491E-2},{"$f":"IF($D116=0,\" \",BP116*BR116)","v":5.3897469643710014},120.2958496733451,{"$f":"IF($D116=0,\" \",1/BT116)","v":8.3128387447732356E-3},{"$f":"IF($D116=0,\" \",IF(BT$37<5,$J116/5*BT$37,IF(BT$37<=90,MIN(($J116+($K116-$J116)/45*(BT$37-5)),$L116),$L116-($L116-MIN(($J116+($K116-$J116)/45*85),$L116))/5*(95-BT$37)))/BT116)","v":4.649440371098007E-2},{"$f":"IF($D116=0,\" \",BT116*BV116)","v":5.5930837994678768},123.54708885370579,{"$f":"IF($D116=0,\" \",1/BX116)","v":8.0940798304370981E-3},{"$f":"IF($D116=0,\" \",IF(BX$37<5,$J116/5*BX$37,IF(BX$37<=90,MIN(($J116+($K116-$J116)/45*(BX$37-5)),$L116),$L116-($L116-MIN(($J116+($K116-$J116)/45*85),$L116))/5*(95-BX$37)))/BX116)","v":4.6916691346959964E-2},{"$f":"IF($D116=0,\" \",BX116*BZ116)","v":5.7964206345647522},126.97895243297539,{"$f":"IF($D116=0,\" \",1/CB116)","v":7.8753209161009606E-3},{"$f":"IF($D116=0,\" \",IF(CB$37<5,$J116/5*CB$37,IF(CB$37<=90,MIN(($J116+($K116-$J116)/45*(CB$37-5)),$L116),$L116-($L116-MIN(($J116+($K116-$J116)/45*85),$L116))/5*(95-CB$37)))/CB116)","v":4.7250015492359188E-2},{"$f":"IF($D116=0,\" \",CB116*CD116)","v":5.9997574696616276},130.60692250248897,{"$f":"IF($D116=0,\" \",1/CF116)","v":7.6565620017648222E-3},{"$f":"IF($D116=0,\" \",IF(CF$37<5,$J116/5*CF$37,IF(CF$37<=90,MIN(($J116+($K116-$J116)/45*(CF$37-5)),$L116),$L116-($L116-MIN(($J116+($K116-$J116)/45*85),$L116))/5*(95-CF$37)))/CF116)","v":4.7494376147177733E-2},{"$f":"IF($D116=0,\" \",CF116*CH116)","v":6.203094304758503},134.44830257609158,{"$f":"IF($D116=0,\" \",1/CJ116)","v":7.4378030874286856E-3},{"$f":"IF($D116=0,\" \",IF(CJ$37<5,$J116/5*CJ$37,IF(CJ$37<=90,MIN(($J116+($K116-$J116)/45*(CJ$37-5)),$L116),$L116-($L116-MIN(($J116+($K116-$J116)/45*85),$L116))/5*(95-CJ$37)))/CJ116)","v":4.7649773311415608E-2},{"$f":"IF($D116=0,\" \",CJ116*CL116)","v":6.4064311398553784},138.52249356324586,{"$f":"IF($D116=0,\" \",1/CN116)","v":7.2190441730925481E-3},{"$f":"IF($D116=0,\" \",IF(CN$37<5,$J116/5*CN$37,IF(CN$37<=90,MIN(($J116+($K116-$J116)/45*(CN$37-5)),$L116),$L116-($L116-MIN(($J116+($K116-$J116)/45*85),$L116))/5*(95-CN$37)))/CN116)","v":4.7716206985072791E-2},{"$f":"IF($D116=0,\" \",CN116*CP116)","v":6.6097679749522529},{"$f":"IF($D116=0,\" \",1/($I116*(100-CR$37)/100))","v":142.85132148709732},{"$f":"IF($D116=0,\" \",1/CR116)","v":7.0002852587564088E-3},{"$f":"IF($D116=0,\" \",IF(CR$37<5,$J116/5*CR$37,IF(CR$37<=90,MIN(($J116+($K116-$J116)/45*(CR$37-5)),$L116),$L116-($L116-MIN(($J116+($K116-$J116)/45*85),$L116))/5*(95-CR$37)))/CR116)","v":4.7693677168149297E-2},{"$f":"IF($D116=0,\" \",CR116*CT116)","v":6.8131048100491283},147.4594286318424,{"$f":"IF($D116=0,\" \",1/CV116)","v":6.7815263444202705E-3},{"$f":"IF($D116=0,\" \",IF(CV$37<5,$J116/5*CV$37,IF(CV$37<=90,MIN(($J116+($K116-$J116)/45*(CV$37-5)),$L116),$L116-($L116-MIN(($J116+($K116-$J116)/45*85),$L116))/5*(95-CV$37)))/CV116)","v":4.7582183860645132E-2},{"$f":"IF($D116=0,\" \",CV116*CX116)","v":7.0164416451460037},152.37474291957048,{"$f":"IF($D116=0,\" \",1/CZ116)","v":6.562767430084133E-3},{"$f":"IF($D116=0,\" \",IF(CZ$37<5,$J116/5*CZ$37,IF(CZ$37<=90,MIN(($J116+($K116-$J116)/45*(CZ$37-5)),$L116),$L116-($L116-MIN(($J116+($K116-$J116)/45*85),$L116))/5*(95-CZ$37)))/CZ116)","v":4.7381727062560289E-2},{"$f":"IF($D116=0,\" \",CZ116*DB116)","v":7.219778480242879},157.62904439955565,{"$f":"IF($D116=0,\" \",1/DD116)","v":6.3440085157479955E-3},{"$f":"IF($D116=0,\" \",IF(DD$37<5,$J116/5*DD$37,IF(DD$37<=90,MIN(($J116+($K116-$J116)/45*(DD$37-5)),$L116),$L116-($L116-MIN(($J116+($K116-$J116)/45*85),$L116))/5*(95-DD$37)))/DD116)","v":4.7092306773894768E-2},{"$f":"IF($D116=0,\" \",DD116*DF116)","v":7.4231153153397536},163.25865312811123,{"$f":"IF($D116=0,\" \",1/DH116)","v":6.1252496014118571E-3},{"$f":"IF($D116=0,\" \",IF(DH$37<5,$J116/5*DH$37,IF(DH$37<=90,MIN(($J116+($K116-$J116)/45*(DH$37-5)),$L116),$L116-($L116-MIN(($J116+($K116-$J116)/45*85),$L116))/5*(95-DH$37)))/DH116)","v":4.6713922994648563E-2},{"$f":"IF($D116=0,\" \",DH116*DJ116)","v":7.6264521504366289},169.30526991063385,{"$f":"IF($D116=0,\" \",1/DL116)","v":5.9064906870757205E-3},{"$f":"IF($D116=0,\" \",IF(DL$37<5,$J116/5*DL$37,IF(DL$37<=90,MIN(($J116+($K116-$J116)/45*(DL$37-5)),$L116),$L116-($L116-MIN(($J116+($K116-$J116)/45*85),$L116))/5*(95-DL$37)))/DL116)","v":4.6246575724821694E-2},{"$f":"IF($D116=0,\" \",DL116*DN116)","v":7.8297889855335043},175.81701106104282,{"$f":"IF($D116=0,\" \",1/DP116)","v":5.6877317727395829E-3},{"$f":"IF($D116=0,\" \",IF(DP$37<5,$J116/5*DP$37,IF(DP$37<=90,MIN(($J116+($K116-$J116)/45*(DP$37-5)),$L116),$L116-($L116-MIN(($J116+($K116-$J116)/45*85),$L116))/5*(95-DP$37)))/DP116)","v":4.5690264964414147E-2},{"$f":"IF($D116=0,\" \",DP116*DR116)","v":8.0331258206303797},182.84969150348456,{"$f":"IF($D116=0,\" \",1/DT116)","v":5.4689728584034446E-3},{"$f":"IF($D116=0,\" \",IF(DT$37<5,$J116/5*DT$37,IF(DT$37<=90,MIN(($J116+($K116-$J116)/45*(DT$37-5)),$L116),$L116-($L116-MIN(($J116+($K116-$J116)/45*85),$L116))/5*(95-DT$37)))/DT116)","v":4.5044990713425916E-2},{"$f":"IF($D116=0,\" \",DT116*DV116)","v":8.2364626557272551},190.46842864946308,{"$f":"IF($D116=0,\" \",1/DX116)","v":5.2502139440673071E-3},{"$f":"IF($D116=0,\" \",IF(DX$37<5,$J116/5*DX$37,IF(DX$37<=90,MIN(($J116+($K116-$J116)/45*(DX$37-5)),$L116),$L116-($L116-MIN(($J116+($K116-$J116)/45*85),$L116))/5*(95-DX$37)))/DX116)","v":4.4310752971857006E-2},{"$f":"IF($D116=0,\" \",DX116*DZ116)","v":8.4397994908241305},198.74966467770062,{"$f":"IF($D116=0,\" \",1/EB116)","v":5.0314550297311687E-3},{"$f":"IF($D116=0,\" \",IF(EB$37<5,$J116/5*EB$37,IF(EB$37<=90,MIN(($J116+($K116-$J116)/45*(EB$37-5)),$L116),$L116-($L116-MIN(($J116+($K116-$J116)/45*85),$L116))/5*(95-EB$37)))/EB116)","v":4.348755173970742E-2},{"$f":"IF($D116=0,\" \",EB116*ED116)","v":8.6431363259210059},207.78374034486882,{"$f":"IF($D116=0,\" \",1/EF116)","v":4.8126961153950312E-3},{"$f":"IF($D116=0,\" \",IF(EF$37<5,$J116/5*EF$37,IF(EF$37<=90,MIN(($J116+($K116-$J116)/45*(EF$37-5)),$L116),$L116-($L116-MIN(($J116+($K116-$J116)/45*85),$L116))/5*(95-EF$37)))/EF116)","v":4.2575387016977162E-2},{"$f":"IF($D116=0,\" \",EF116*EH116)","v":8.8464731610178813},217.67820417081495,{"$f":"IF($D116=0,\" \",1/EJ116)","v":4.5939372010588937E-3},{"$f":"IF($D116=0,\" \",IF(EJ$37<5,$J116/5*EJ$37,IF(EJ$37<=90,MIN(($J116+($K116-$J116)/45*(EJ$37-5)),$L116),$L116-($L116-MIN(($J116+($K116-$J116)/45*85),$L116))/5*(95-EJ$37)))/EJ116)","v":4.157425880366622E-2},{"$f":"IF($D116=0,\" \",EJ116*EL116)","v":9.0498099961147567},228.56211437935573,{"$f":"IF($D116=0,\" \",1/EN116)","v":4.3751782867227553E-3},{"$f":"IF($D116=0,\" \",IF(EN$37<5,$J116/5*EN$37,IF(EN$37<=90,MIN(($J116+($K116-$J116)/45*(EN$37-5)),$L116),$L116-($L116-MIN(($J116+($K116-$J116)/45*85),$L116))/5*(95-EN$37)))/EN116)","v":4.04841670997746E-2},{"$f":"IF($D116=0,\" \",EN116*EP116)","v":9.2531468312116321},240.59169934669021,{"$f":"IF($D116=0,\" \",1/ER116)","v":4.1564193723866178E-3},{"$f":"IF($D116=0,\" \",IF(ER$37<5,$J116/5*ER$37,IF(ER$37<=90,MIN(($J116+($K116-$J116)/45*(ER$37-5)),$L116),$L116-($L116-MIN(($J116+($K116-$J116)/45*85),$L116))/5*(95-ER$37)))/ER116)","v":3.9305111905302309E-2},{"$f":"IF($D116=0,\" \",ER116*ET116)","v":9.4564836663085075},253.95790486595078,{"$f":"IF($D116=0,\" \",1/EV116)","v":3.9376604580504803E-3},{"$f":"IF($D116=0,\" \",IF(EV$37<5,$J116/5*EV$37,IF(EV$37<=90,MIN(($J116+($K116-$J116)/45*(EV$37-5)),$L116),$L116-($L116-MIN(($J116+($K116-$J116)/45*85),$L116))/5*(95-EV$37)))/EV116)","v":3.8037093220249334E-2},{"$f":"IF($D116=0,\" \",EV116*EX116)","v":9.6598205014053811},268.89660515218316,{"$f":"IF($D116=0,\" \",1/EZ116)","v":3.7189015437143428E-3},{"$f":"IF($D116=0,\" \",IF(EZ$37<5,$J116/5*EZ$37,IF(EZ$37<=90,MIN(($J116+($K116-$J116)/45*(EZ$37-5)),$L116),$L116-($L116-MIN(($J116+($K116-$J116)/45*85),$L116))/5*(95-EZ$37)))/EZ116)","v":3.6680111044615694E-2},{"$f":"IF($D116=0,\" \",EZ116*FB116)","v":9.8631573365022582},{"$f":"IF($D116=0,\" \",1/($I116*(100-FD$37)/100))","v":285.70264297419465},{"$f":"IF($D116=0,\" \",1/FD116)","v":3.5001426293782044E-3},{"$f":"IF($D116=0,\" \",IF(FD$37<5,$J116/5*FD$37,IF(FD$37<=90,MIN(($J116+($K116-$J116)/45*(FD$37-5)),$L116),$L116-($L116-MIN(($J116+($K116-$J116)/45*85),$L116))/5*(95-FD$37)))/FD116)","v":3.5234165378401357E-2},{"$f":"IF($D116=0,\" \",FD116*FF116)","v":10.066494171599132},304.74948583914096,{"$f":"IF($D116=0,\" \",1/FH116)","v":3.2813837150420665E-3},{"$f":"IF($D116=0,\" \",IF(FH$37<5,$J116/5*FH$37,IF(FH$37<=90,MIN(($J116+($K116-$J116)/45*(FH$37-5)),$L116),$L116-($L116-MIN(($J116+($K116-$J116)/45*85),$L116))/5*(95-FH$37)))/FH116)","v":3.3699256221606355E-2},{"$f":"IF($D116=0,\" \",FH116*FJ116)","v":10.269831006696009},326.51730625622247,{"$f":"IF($D116=0,\" \",1/FL116)","v":3.0626248007059285E-3},{"$f":"IF($D116=0,\" \",IF(FL$37<5,$J116/5*FL$37,IF(FL$37<=90,MIN(($J116+($K116-$J116)/45*(FL$37-5)),$L116),$L116-($L116-MIN(($J116+($K116-$J116)/45*85),$L116))/5*(95-FL$37)))/FL116)","v":3.2075383574230669E-2},{"$f":"IF($D116=0,\" \",FL116*FN116)","v":10.473167841792883},351.63402212208564,{"$f":"IF($D116=0,\" \",1/FP116)","v":2.8438658863697915E-3},{"$f":"IF($D116=0,\" \",IF(FP$37<5,$J116/5*FP$37,IF(FP$37<=90,MIN(($J116+($K116-$J116)/45*(FP$37-5)),$L116),$L116-($L116-MIN(($J116+($K116-$J116)/45*85),$L116))/5*(95-FP$37)))/FP116)","v":3.0362547436274322E-2},{"$f":"IF($D116=0,\" \",FP116*FR116)","v":10.67650467688976},380.93685729892616,{"$f":"IF($D116=0,\" \",1/FT116)","v":2.6251069720336535E-3},{"$f":"IF($D116=0,\" \",IF(FT$37<5,$J116/5*FT$37,IF(FT$37<=90,MIN(($J116+($K116-$J116)/45*(FT$37-5)),$L116),$L116-($L116-MIN(($J116+($K116-$J116)/45*85),$L116))/5*(95-FT$37)))/FT116)","v":2.8560747807737277E-2},{"$f":"IF($D116=0,\" \",FT116*FV116)","v":10.879841511986633},415.56748068973764,{"$f":"IF($D116=0,\" \",1/FX116)","v":2.4063480576975156E-3},{"$f":"IF($D116=0,\" \",IF(FX$37<5,$J116/5*FX$37,IF(FX$37<=90,MIN(($J116+($K116-$J116)/45*(FX$37-5)),$L116),$L116-($L116-MIN(($J116+($K116-$J116)/45*85),$L116))/5*(95-FX$37)))/FX116)","v":2.6669984688619565E-2},{"$f":"IF($D116=0,\" \",FX116*FZ116)","v":11.083178347083509},457.12422875871147,{"$f":"IF($D116=0,\" \",1/GB116)","v":2.1875891433613777E-3},{"$f":"IF($D116=0,\" \",IF(GB$37<5,$J116/5*GB$37,IF(GB$37<=90,MIN(($J116+($K116-$J116)/45*(GB$37-5)),$L116),$L116-($L116-MIN(($J116+($K116-$J116)/45*85),$L116))/5*(95-GB$37)))/GB116)","v":2.4690258078921168E-2},{"$f":"IF($D116=0,\" \",GB116*GD116)","v":11.286515182180384},507.91580973190156,{"$f":"IF($D116=0,\" \",1/GF116)","v":1.9688302290252402E-3},{"$f":"IF($D116=0,\" \",IF(GF$37<5,$J116/5*GF$37,IF(GF$37<=90,MIN(($J116+($K116-$J116)/45*(GF$37-5)),$L116),$L116-($L116-MIN(($J116+($K116-$J116)/45*85),$L116))/5*(95-GF$37)))/GF116)","v":2.2621567978642104E-2},{"$f":"IF($D116=0,\" \",GF116*GH116)","v":11.48985201727726},571.40528594838929,{"$f":"IF($D116=0,\" \",1/GJ116)","v":1.7500713146891022E-3},{"$f":"IF($D116=0,\" \",IF(GJ$37<5,$J116/5*GJ$37,IF(GJ$37<=90,MIN(($J116+($K116-$J116)/45*(GJ$37-5)),$L116),$L116-($L116-MIN(($J116+($K116-$J116)/45*85),$L116))/5*(95-GJ$37)))/GJ116)","v":2.0463914387782355E-2},{"$f":"IF($D116=0,\" \",GJ116*GL116)","v":11.693188852374135},653.03461251244494,{"$f":"IF($D116=0,\" \",1/GN116)","v":1.5313124003529643E-3},{"$f":"IF($D116=0,\" \",IF(GN$37<5,$J116/5*GN$37,IF(GN$37<=90,MIN(($J116+($K116-$J116)/45*(GN$37-5)),$L116),$L116-($L116-MIN(($J116+($K116-$J116)/45*85),$L116))/5*(95-GN$37)))/GN116)","v":1.8217297306341931E-2},{"$f":"IF($D116=0,\" \",GN116*GP116)","v":11.89652568747101},761.87371459785231,{"$f":"IF($D116=0,\" \",1/GR116)","v":1.3125534860168268E-3},{"$f":"IF($D116=0,\" \",IF(GR$37<5,$J116/5*GR$37,IF(GR$37<=90,MIN(($J116+($K116-$J116)/45*(GR$37-5)),$L116),$L116-($L116-MIN(($J116+($K116-$J116)/45*85),$L116))/5*(95-GR$37)))/GR116)","v":1.5881716734320834E-2},{"$f":"IF($D116=0,\" \",GR116*GT116)","v":12.099862522567886},914.24845751742293,{"$f":"IF($D116=0,\" \",1/GV116)","v":1.0937945716806888E-3},{"$f":"IF($D116=0,\" \",IF(GV$37<5,$J116/5*GV$37,IF(GV$37<=90,MIN(($J116+($K116-$J116)/45*(GV$37-5)),$L116),$L116-($L116-MIN(($J116+($K116-$J116)/45*85),$L116))/5*(95-GV$37)))/GV116)","v":1.3457172671719052E-2},{"$f":"IF($D116=0,\" \",GV116*GX116)","v":12.303199357664761},1142.8105718967786,{"$f":"IF($D116=0,\" \",1/GZ116)","v":8.7503565734455111E-4},{"$f":"IF($D116=0,\" \",IF(GZ$37<5,$J116/5*GZ$37,IF(GZ$37<=90,MIN(($J116+($K116-$J116)/45*(GZ$37-5)),$L116),$L116-($L116-MIN(($J116+($K116-$J116)/45*85),$L116))/5*(95-GZ$37)))/GZ116)","v":1.1441058857396302E-2},{"$f":"IF($D116=0,\" \",GZ116*HB116)","v":13.074963015925771},1523.7474291957046,{"$f":"IF($D116=0,\" \",1/HD116)","v":6.5627674300841338E-4},{"$f":"IF($D116=0,\" \",IF(HD$37<5,$J116/5*HD$37,IF(HD$37<=90,MIN(($J116+($K116-$J116)/45*(HD$37-5)),$L116),$L116-($L116-MIN(($J116+($K116-$J116)/45*85),$L116))/5*(95-HD$37)))/HD116)","v":9.0872846830630204E-3},{"$f":"IF($D116=0,\" \",HD116*HF116)","v":13.846726674186781},2285.6211437935572,{"$f":"IF($D116=0,\" \",1/HH116)","v":4.3751782867227555E-4},{"$f":"IF($D116=0,\" \",IF(HH$37<5,$J116/5*HH$37,IF(HH$37<=90,MIN(($J116+($K116-$J116)/45*(HH$37-5)),$L116),$L116-($L116-MIN(($J116+($K116-$J116)/45*85),$L116))/5*(95-HH$37)))/HH116)","v":6.3958501487192095E-3},{"$f":"IF($D116=0,\" \",HH116*HJ116)","v":14.618490332447792},4571.2422875871143,{"$f":"IF($D116=0,\" \",1/HL116)","v":2.1875891433613778E-4},{"$f":"IF($D116=0,\" \",IF(HL$37<5,$J116/5*HL$37,IF(HL$37<=90,MIN(($J116+($K116-$J116)/45*(HL$37-5)),$L116),$L116-($L116-MIN(($J116+($K116-$J116)/45*85),$L116))/5*(95-HL$37)))/HL116)","v":3.3667552543648694E-3},{"$f":"IF($D116=0,\" \",HL116*HN116)","v":15.390253990708802},null,{"$f":"IF($D116=\"Full\",'Failure Persistence Storage'!AB116,0)","v":0},{"$f":"IF($D116=\"Full\",'Failure Persistence Storage'!AE116,0)","v":0},{"$f":"IF($D116=\"Full\",'Failure Persistence Storage'!AF116,0)","v":0},{"$f":"IF($D116=\"Full\",'Failure Persistence Storage'!AI116,0)","v":0},{"$f":"IF($D116=\"Full\",'Failure Persistence Storage'!AJ116,0)","v":0},{"$f":"IF($D116=\"Full\",'Failure Persistence Storage'!AM116,0)","v":0},{"$f":"IF($D116=\"Full\",'Failure Persistence Storage'!AN116,0)","v":0},{"$f":"IF($D116=\"Full\",'Failure Persistence Storage'!AQ116,0)","v":0},{"$f":"IF($D116=\"Full\",'Failure Persistence Storage'!AR116,0)","v":0},{"$f":"IF($D116=\"Full\",'Failure Persistence Storage'!AU116,0)","v":0},{"$f":"IF($D116=\"Full\",'Failure Persistence Storage'!AV116,0)","v":0},{"$f":"IF($D116=\"Full\",'Failure Persistence Storage'!AY116,0)","v":0},{"$f":"IF($D116=\"Full\",'Failure Persistence Storage'!AZ116,0)","v":0},{"$f":"IF($D116=\"Full\",'Failure Persistence Storage'!BC116,0)","v":0},{"$f":"IF($D116=\"Full\",'Failure Persistence Storage'!BD116,0)","v":0},{"$f":"IF($D116=\"Full\",'Failure Persistence Storage'!BG116,0)","v":0},{"$f":"IF($D116=\"Full\",'Failure Persistence Storage'!BH116,0)","v":0},{"$f":"IF($D116=\"Full\",'Failure Persistence Storage'!BK116,0)","v":0},{"$f":"IF($D116=\"Full\",'Failure Persistence Storage'!BL116,0)","v":0},{"$f":"IF($D116=\"Full\",'Failure Persistence Storage'!BO116,0)","v":0},{"$f":"IF($D116=\"Full\",'Failure Persistence Storage'!BP116,0)","v":0},{"$f":"IF($D116=\"Full\",'Failure Persistence Storage'!BS116,0)","v":0},{"$f":"IF($D116=\"Full\",'Failure Persistence Storage'!BT116,0)","v":0},{"$f":"IF($D116=\"Full\",'Failure Persistence Storage'!BW116,0)","v":0},{"$f":"IF($D116=\"Full\",'Failure Persistence Storage'!BX116,0)","v":0},{"$f":"IF($D116=\"Full\",'Failure Persistence Storage'!CA116,0)","v":0},{"$f":"IF($D116=\"Full\",'Failure Persistence Storage'!CB116,0)","v":0},{"$f":"IF($D116=\"Full\",'Failure Persistence Storage'!CE116,0)","v":0},{"$f":"IF($D116=\"Full\",'Failure Persistence Storage'!CF116,0)","v":0},{"$f":"IF($D116=\"Full\",'Failure Persistence Storage'!CI116,0)","v":0},{"$f":"IF($D116=\"Full\",'Failure Persistence Storage'!CJ116,0)","v":0},{"$f":"IF($D116=\"Full\",'Failure Persistence Storage'!CM116,0)","v":0},{"$f":"IF($D116=\"Full\",'Failure Persistence Storage'!CN116,0)","v":0},{"$f":"IF($D116=\"Full\",'Failure Persistence Storage'!CQ116,0)","v":0},{"$f":"IF($D116=\"Full\",'Failure Persistence Storage'!CR116,0)","v":0},{"$f":"IF($D116=\"Full\",'Failure Persistence Storage'!CU116,0)","v":0},{"$f":"IF($D116=\"Full\",'Failure Persistence Storage'!CV116,0)","v":0},{"$f":"IF($D116=\"Full\",'Failure Persistence Storage'!CY116,0)","v":0},{"$f":"IF($D116=\"Full\",'Failure Persistence Storage'!CZ116,0)","v":0},{"$f":"IF($D116=\"Full\",'Failure Persistence Storage'!DC116,0)","v":0},{"$f":"IF($D116=\"Full\",'Failure Persistence Storage'!DD116,0)","v":0},{"$f":"IF($D116=\"Full\",'Failure Persistence Storage'!DG116,0)","v":0},{"$f":"IF($D116=\"Full\",'Failure Persistence Storage'!DH116,0)","v":0},{"$f":"IF($D116=\"Full\",'Failure Persistence Storage'!DK116,0)","v":0},{"$f":"IF($D116=\"Full\",'Failure Persistence Storage'!DL116,0)","v":0},{"$f":"IF($D116=\"Full\",'Failure Persistence Storage'!DO116,0)","v":0},{"$f":"IF($D116=\"Full\",'Failure Persistence Storage'!DP116,0)","v":0},{"$f":"IF($D116=\"Full\",'Failure Persistence Storage'!DS116,0)","v":0},{"$f":"IF($D116=\"Full\",'Failure Persistence Storage'!DT116,0)","v":0},{"$f":"IF($D116=\"Full\",'Failure Persistence Storage'!DW116,0)","v":0},{"$f":"IF($D116=\"Full\",'Failure Persistence Storage'!DX116,0)","v":0},{"$f":"IF($D116=\"Full\",'Failure Persistence Storage'!EA116,0)","v":0},{"$f":"IF($D116=\"Full\",'Failure Persistence Storage'!EB116,0)","v":0},{"$f":"IF($D116=\"Full\",'Failure Persistence Storage'!EE116,0)","v":0},{"$f":"IF($D116=\"Full\",'Failure Persistence Storage'!EF116,0)","v":0},{"$f":"IF($D116=\"Full\",'Failure Persistence Storage'!EI116,0)","v":0},{"$f":"IF($D116=\"Full\",'Failure Persistence Storage'!EJ116,0)","v":0},{"$f":"IF($D116=\"Full\",'Failure Persistence Storage'!EM116,0)","v":0},{"$f":"IF($D116=\"Full\",'Failure Persistence Storage'!EN116,0)","v":0},{"$f":"IF($D116=\"Full\",'Failure Persistence Storage'!EQ116,0)","v":0},{"$f":"IF($D116=\"Full\",'Failure Persistence Storage'!ER116,0)","v":0},{"$f":"IF($D116=\"Full\",'Failure Persistence Storage'!EU116,0)","v":0},{"$f":"IF($D116=\"Full\",'Failure Persistence Storage'!EV116,0)","v":0},{"$f":"IF($D116=\"Full\",'Failure Persistence Storage'!EY116,0)","v":0},{"$f":"IF($D116=\"Full\",'Failure Persistence Storage'!EZ116,0)","v":0},{"$f":"IF($D116=\"Full\",'Failure Persistence Storage'!FC116,0)","v":0},{"$f":"IF($D116=\"Full\",'Failure Persistence Storage'!FD116,0)","v":0},{"$f":"IF($D116=\"Full\",'Failure Persistence Storage'!FG116,0)","v":0},{"$f":"IF($D116=\"Full\",'Failure Persistence Storage'!FH116,0)","v":0},{"$f":"IF($D116=\"Full\",'Failure Persistence Storage'!FK116,0)","v":0},{"$f":"IF($D116=\"Full\",'Failure Persistence Storage'!FL116,0)","v":0},{"$f":"IF($D116=\"Full\",'Failure Persistence Storage'!FO116,0)","v":0},{"$f":"IF($D116=\"Full\",'Failure Persistence Storage'!FP116,0)","v":0},{"$f":"IF($D116=\"Full\",'Failure Persistence Storage'!FS116,0)","v":0},{"$f":"IF($D116=\"Full\",'Failure Persistence Storage'!FT116,0)","v":0},{"$f":"IF($D116=\"Full\",'Failure Persistence Storage'!FW116,0)","v":0},{"$f":"IF($D116=\"Full\",'Failure Persistence Storage'!FX116,0)","v":0},{"$f":"IF($D116=\"Full\",'Failure Persistence Storage'!GA116,0)","v":0},{"$f":"IF($D116=\"Full\",'Failure Persistence Storage'!GB116,0)","v":0},{"$f":"IF($D116=\"Full\",'Failure Persistence Storage'!GE116,0)","v":0},{"$f":"IF($D116=\"Full\",'Failure Persistence Storage'!GF116,0)","v":0},{"$f":"IF($D116=\"Full\",'Failure Persistence Storage'!GI116,0)","v":0},{"$f":"IF($D116=\"Full\",'Failure Persistence Storage'!GJ116,0)","v":0},{"$f":"IF($D116=\"Full\",'Failure Persistence Storage'!GM116,0)","v":0},{"$f":"IF($D116=\"Full\",'Failure Persistence Storage'!GN116,0)","v":0},{"$f":"IF($D116=\"Full\",'Failure Persistence Storage'!GQ116,0)","v":0},{"$f":"IF($D116=\"Full\",'Failure Persistence Storage'!GR116,0)","v":0},{"$f":"IF($D116=\"Full\",'Failure Persistence Storage'!GU116,0)","v":0},{"$f":"IF($D116=\"Full\",'Failure Persistence Storage'!GV116,0)","v":0},{"$f":"IF($D116=\"Full\",'Failure Persistence Storage'!GY116,0)","v":0},{"$f":"IF($D116=\"Full\",'Failure Persistence Storage'!GZ116,0)","v":0},{"$f":"IF($D116=\"Full\",'Failure Persistence Storage'!HC116,0)","v":0},{"$f":"IF($D116=\"Full\",'Failure Persistence Storage'!HD116,0)","v":0},{"$f":"IF($D116=\"Full\",'Failure Persistence Storage'!HG116,0)","v":0},{"$f":"IF($D116=\"Full\",'Failure Persistence Storage'!HH116,0)","v":0},{"$f":"IF($D116=\"Full\",'Failure Persistence Storage'!HK116,0)","v":0},{"$f":"IF($D116=\"Full\",'Failure Persistence Storage'!HL116,0)","v":0},{"$f":"IF($D116=\"Full\",'Failure Persistence Storage'!HO116,0)","v":0}]
[null,2,"Pipe","Part",300,138.142,"MS",{"$f":"72-2019+C38","v":89},{"$f":"IF(C117=\"Valve\",0.002,IF(C117=\"Pipe\",IF(G117=\"PVC\",IF(H117<C$38-1986,2.4287*EXP(0.0206*H117),16.746*EXP(0.047*H117)),IF(G117=\"AC\",IF(E117<150,1.6*EXP(0.0526*H117),IF(E117<200,0.9585*EXP(0.0562*H117),IF(E117<300,0.95*EXP(0.0511*H117),0.1749*EXP(0.0701*H117)))),IF(G117=\"DI\",IF(E117<150,1.6*EXP(0.0285*H117),IF(E117<200,1.5302*EXP(0.0264*H117),IF(E117<300,0.95*EXP(0.031*H117),0.7*EXP(0.0327*H117)))),IF(G117=\"MS\",IF(E117<150,3.7022*EXP(0.0673*H117),IF(E117<200,1.8319*EXP(0.0592*H117),IF(E117<300,1.5626*EXP(0.0409*H117),IF(E117<400,1.35*EXP(0.0409*H117),0.55*EXP(0.0136*H117))))),IF(G117=\"CI\",IF(E117<150,IF(H117<C$38-1951,9.4549*EXP(0.0284*H117),0.15*EXP(0.0518*H117)),IF(E117<200,IF(H117<C$38-1951,8.4483*EXP(0.0279*H117),0.1*EXP(0.0529*H117)),IF(E117<300,IF(H117<C$38-1941,3.3385*EXP(0.0307*H117),0.05*EXP(0.0526*H117)),IF(E117>=300,IF(H117<C$38-1941,3.3*EXP(0.0292*H117),0.05*EXP(0.0491*H117)))))))))))*F117/100000,\" \"))","v":7.1045218037010402E-2},3.6613838660475615,8.2364626557272551,14.232608503317287,null,null,null,null,null,null,null,null,null,null,null,null,null,null,null,14.362798671878709,6.9624313676270186E-2,0.1019685355115721,1.4645535464190247,14.662023644209514,6.8203409315529984E-2,0.19977508998185556,2.9291070928380494,14.973981594086311,6.6782504954789781E-2,0.25130605777438281,3.7630522835959992,15.299502933088188,6.5361600594049565E-2,0.2592495413765879,3.9663891186928741,15.639491887156813,6.3940696233309363E-2,0.26661518058741657,4.16972595378975,15.994934884592197,6.2519791872569147E-2,0.27340297540686853,4.3730627888866245,16.366910114466432,6.1098887511828952E-2,0.27961292583494418,4.5763996239834999,16.756598450525157,5.9677983151088743E-2,0.28524503187164318,4.7797364590803753,17.165295973708698,5.8257078790348527E-2,0.29029929351696571,4.9830732941772506,17.594428373051414,5.6836174429608324E-2,0.29477571077091169,5.186410129274126,18.045567562104015,5.5415270068868115E-2,0.29867428363348114,5.3897469643710014,18.52045091900149,5.3994365708127906E-2,0.30199501210467405,5.5930837994678768,19.02100364654207,5.2573461347387697E-2,0.30473789618449049,5.7964206345647522,19.549364858946017,5.1152556986647488E-2,0.30690293587293033,5.9997574696616267,20.107918140630186,4.9731652625907286E-2,0.30849013116999374,6.203094304758503,20.699327497707547,4.8310748265167076E-2,0.30949948207568057,6.4064311398553784,21.326579846122925,4.6889843904426874E-2,0.30993098858999085,6.6097679749522529,21.993035466314268,4.5468939543686658E-2,0.3097846507129246,6.8131048100491283,22.70248822329215,4.4048035182946449E-2,0.30906046844448182,7.0164416451460037,23.459237830735223,4.262713082220624E-2,0.30775844178466255,7.219778480242879,24.268177066277815,4.1206226461466031E-2,0.30587857073346675,7.4231153153397544,25.134897675787737,3.9785322100725821E-2,0.30342085529089441,7.6264521504366289,26.065819811928023,3.8364417739985619E-2,0.30038529545694553,7.8297889855335034,27.068351343156024,3.694351337924541E-2,0.29677189123162018,8.0331258206303797,28.151085396882266,3.5522609018505201E-2,0.29258064261491828,8.2364626557272551,29.324047288419028,3.4101704657764992E-2,0.28781154960683986,8.4397994908241305,30.599005866176377,3.2680800297024783E-2,0.28246461220738489,8.6431363259210059,31.989869769184395,3.1259895936284574E-2,0.27653983041655339,8.8464731610178813,33.513196901050314,2.9838991575544371E-2,0.27003720423434546,9.0498099961147567,35.188856746102829,2.8418087214804162E-2,0.26295673366076094,9.2531468312116321,37.040901838002981,2.6997182854063953E-2,0.25529841869579983,9.4564836663085075,39.098729717892034,2.5576278493323744E-2,0.24706225933946224,9.6598205014053811,41.398654995415093,2.4155374132583538E-2,0.2382482555917482,9.8631573365022582,43.986070932628536,2.2734469771843329E-2,0.22885640745265753,10.066494171599132,46.918475661470445,2.131356541110312E-2,0.21888671492219039,10.269831006696009,50.269795351575475,1.9892661050362911E-2,0.20833917800034668,10.473167841792883,54.136702686312049,1.8471756689622705E-2,0.19721379668712652,10.67650467688976,58.648094576838055,1.7050852328882496E-2,0.18551057098252974,10.879841511986633,63.97973953836879,1.5629947968142287E-2,0.17322950088655648,11.083178347083509,70.377713492205658,1.4209043607402081E-2,0.16037058639920673,11.286515182180384,78.197459435784069,1.2788139246661872E-2,0.1469338275204804,11.48985201727726,87.972141865257072,1.1367234885921665E-2,0.13291922425037758,11.693188852374135,100.53959070315095,9.9463305251814554E-3,0.11832677658889822,11.89652568747101,117.29618915367611,8.525426164441248E-3,0.10315648453604233,12.099862522567886,140.75542698441132,7.1045218037010405E-3,8.7408348091809931E-2,12.303199357664761,175.94428373051414,5.6836174429608323E-3,7.431308786338349E-2,13.074963015925771,234.59237830735222,4.262713082220624E-3,5.9024622939989266E-2,13.846726674186781,351.88856746102829,2.8418087214804161E-3,4.1542953321627288E-2,14.618490332447793,703.77713492205658,1.4209043607402081E-3,2.1868079008297528E-2,15.390253990708802,null,{"$f":"IF($D117=\"Full\",'Failure Persistence Storage'!AB117,0)","v":0},{"$f":"IF($D117=\"Full\",'Failure Persistence Storage'!AE117,0)","v":0},{"$f":"IF($D117=\"Full\",'Failure Persistence Storage'!AF117,0)","v":0},{"$f":"IF($D117=\"Full\",'Failure Persistence Storage'!AI117,0)","v":0},{"$f":"IF($D117=\"Full\",'Failure Persistence Storage'!AJ117,0)","v":0},{"$f":"IF($D117=\"Full\",'Failure Persistence Storage'!AM117,0)","v":0},{"$f":"IF($D117=\"Full\",'Failure Persistence Storage'!AN117,0)","v":0},{"$f":"IF($D117=\"Full\",'Failure Persistence Storage'!AQ117,0)","v":0},{"$f":"IF($D117=\"Full\",'Failure Persistence Storage'!AR117,0)","v":0},{"$f":"IF($D117=\"Full\",'Failure Persistence Storage'!AU117,0)","v":0},{"$f":"IF($D117=\"Full\",'Failure Persistence Storage'!AV117,0)","v":0},{"$f":"IF($D117=\"Full\",'Failure Persistence Storage'!AY117,0)","v":0},{"$f":"IF($D117=\"Full\",'Failure Persistence Storage'!AZ117,0)","v":0},{"$f":"IF($D117=\"Full\",'Failure Persistence Storage'!BC117,0)","v":0},{"$f":"IF($D117=\"Full\",'Failure Persistence Storage'!BD117,0)","v":0},{"$f":"IF($D117=\"Full\",'Failure Persistence Storage'!BG117,0)","v":0},{"$f":"IF($D117=\"Full\",'Failure Persistence Storage'!BH117,0)","v":0},{"$f":"IF($D117=\"Full\",'Failure Persistence Storage'!BK117,0)","v":0},{"$f":"IF($D117=\"Full\",'Failure Persistence Storage'!BL117,0)","v":0},{"$f":"IF($D117=\"Full\",'Failure Persistence Storage'!BO117,0)","v":0},{"$f":"IF($D117=\"Full\",'Failure Persistence Storage'!BP117,0)","v":0},{"$f":"IF($D117=\"Full\",'Failure Persistence Storage'!BS117,0)","v":0},{"$f":"IF($D117=\"Full\",'Failure Persistence Storage'!BT117,0)","v":0},{"$f":"IF($D117=\"Full\",'Failure Persistence Storage'!BW117,0)","v":0},{"$f":"IF($D117=\"Full\",'Failure Persistence Storage'!BX117,0)","v":0},{"$f":"IF($D117=\"Full\",'Failure Persistence Storage'!CA117,0)","v":0},{"$f":"IF($D117=\"Full\",'Failure Persistence Storage'!CB117,0)","v":0},{"$f":"IF($D117=\"Full\",'Failure Persistence Storage'!CE117,0)","v":0},{"$f":"IF($D117=\"Full\",'Failure Persistence Storage'!CF117,0)","v":0},{"$f":"IF($D117=\"Full\",'Failure Persistence Storage'!CI117,0)","v":0},{"$f":"IF($D117=\"Full\",'Failure Persistence Storage'!CJ117,0)","v":0},{"$f":"IF($D117=\"Full\",'Failure Persistence Storage'!CM117,0)","v":0},{"$f":"IF($D117=\"Full\",'Failure Persistence Storage'!CN117,0)","v":0},{"$f":"IF($D117=\"Full\",'Failure Persistence Storage'!CQ117,0)","v":0},{"$f":"IF($D117=\"Full\",'Failure Persistence Storage'!CR117,0)","v":0},{"$f":"IF($D117=\"Full\",'Failure Persistence Storage'!CU117,0)","v":0},{"$f":"IF($D117=\"Full\",'Failure Persistence Storage'!CV117,0)","v":0},{"$f":"IF($D117=\"Full\",'Failure Persistence Storage'!CY117,0)","v":0},{"$f":"IF($D117=\"Full\",'Failure Persistence Storage'!CZ117,0)","v":0},{"$f":"IF($D117=\"Full\",'Failure Persistence Storage'!DC117,0)","v":0},{"$f":"IF($D117=\"Full\",'Failure Persistence Storage'!DD117,0)","v":0},{"$f":"IF($D117=\"Full\",'Failure Persistence Storage'!DG117,0)","v":0},{"$f":"IF($D117=\"Full\",'Failure Persistence Storage'!DH117,0)","v":0},{"$f":"IF($D117=\"Full\",'Failure Persistence Storage'!DK117,0)","v":0},{"$f":"IF($D117=\"Full\",'Failure Persistence Storage'!DL117,0)","v":0},{"$f":"IF($D117=\"Full\",'Failure Persistence Storage'!DO117,0)","v":0},{"$f":"IF($D117=\"Full\",'Failure Persistence Storage'!DP117,0)","v":0},{"$f":"IF($D117=\"Full\",'Failure Persistence Storage'!DS117,0)","v":0},{"$f":"IF($D117=\"Full\",'Failure Persistence Storage'!DT117,0)","v":0},{"$f":"IF($D117=\"Full\",'Failure Persistence Storage'!DW117,0)","v":0},{"$f":"IF($D117=\"Full\",'Failure Persistence Storage'!DX117,0)","v":0},{"$f":"IF($D117=\"Full\",'Failure Persistence Storage'!EA117,0)","v":0},{"$f":"IF($D117=\"Full\",'Failure Persistence Storage'!EB117,0)","v":0},{"$f":"IF($D117=\"Full\",'Failure Persistence Storage'!EE117,0)","v":0},{"$f":"IF($D117=\"Full\",'Failure Persistence Storage'!EF117,0)","v":0},{"$f":"IF($D117=\"Full\",'Failure Persistence Storage'!EI117,0)","v":0},{"$f":"IF($D117=\"Full\",'Failure Persistence Storage'!EJ117,0)","v":0},{"$f":"IF($D117=\"Full\",'Failure Persistence Storage'!EM117,0)","v":0},{"$f":"IF($D117=\"Full\",'Failure Persistence Storage'!EN117,0)","v":0},{"$f":"IF($D117=\"Full\",'Failure Persistence Storage'!EQ117,0)","v":0},{"$f":"IF($D117=\"Full\",'Failure Persistence Storage'!ER117,0)","v":0},{"$f":"IF($D117=\"Full\",'Failure Persistence Storage'!EU117,0)","v":0},{"$f":"IF($D117=\"Full\",'Failure Persistence Storage'!EV117,0)","v":0},{"$f":"IF($D117=\"Full\",'Failure Persistence Storage'!EY117,0)","v":0},{"$f":"IF($D117=\"Full\",'Failure Persistence Storage'!EZ117,0)","v":0},{"$f":"IF($D117=\"Full\",'Failure Persistence Storage'!FC117,0)","v":0},{"$f":"IF($D117=\"Full\",'Failure Persistence Storage'!FD117,0)","v":0},{"$f":"IF($D117=\"Full\",'Failure Persistence Storage'!FG117,0)","v":0},{"$f":"IF($D117=\"Full\",'Failure Persistence Storage'!FH117,0)","v":0},{"$f":"IF($D117=\"Full\",'Failure Persistence Storage'!FK117,0)","v":0},{"$f":"IF($D117=\"Full\",'Failure Persistence Storage'!FL117,0)","v":0},{"$f":"IF($D117=\"Full\",'Failure Persistence Storage'!FO117,0)","v":0},{"$f":"IF($D117=\"Full\",'Failure Persistence Storage'!FP117,0)","v":0},{"$f":"IF($D117=\"Full\",'Failure Persistence Storage'!FS117,0)","v":0},{"$f":"IF($D117=\"Full\",'Failure Persistence Storage'!FT117,0)","v":0},{"$f":"IF($D117=\"Full\",'Failure Persistence Storage'!FW117,0)","v":0},{"$f":"IF($D117=\"Full\",'Failure Persistence Storage'!FX117,0)","v":0},{"$f":"IF($D117=\"Full\",'Failure Persistence Storage'!GA117,0)","v":0},{"$f":"IF($D117=\"Full\",'Failure Persistence Storage'!GB117,0)","v":0},{"$f":"IF($D117=\"Full\",'Failure Persistence Storage'!GE117,0)","v":0},{"$f":"IF($D117=\"Full\",'Failure Persistence Storage'!GF117,0)","v":0},{"$f":"IF($D117=\"Full\",'Failure Persistence Storage'!GI117,0)","v":0},{"$f":"IF($D117=\"Full\",'Failure Persistence Storage'!GJ117,0)","v":0},{"$f":"IF($D117=\"Full\",'Failure Persistence Storage'!GM117,0)","v":0},{"$f":"IF($D117=\"Full\",'Failure Persistence Storage'!GN117,0)","v":0},{"$f":"IF($D117=\"Full\",'Failure Persistence Storage'!GQ117,0)","v":0},{"$f":"IF($D117=\"Full\",'Failure Persistence Storage'!GR117,0)","v":0},{"$f":"IF($D117=\"Full\",'Failure Persistence Storage'!GU117,0)","v":0},{"$f":"IF($D117=\"Full\",'Failure Persistence Storage'!GV117,0)","v":0},{"$f":"IF($D117=\"Full\",'Failure Persistence Storage'!GY117,0)","v":0},{"$f":"IF($D117=\"Full\",'Failure Persistence Storage'!GZ117,0)","v":0},{"$f":"IF($D117=\"Full\",'Failure Persistence Storage'!HC117,0)","v":0},{"$f":"IF($D117=\"Full\",'Failure Persistence Storage'!HD117,0)","v":0},{"$f":"IF($D117=\"Full\",'Failure Persistence Storage'!HG117,0)","v":0},{"$f":"IF($D117=\"Full\",'Failure Persistence Storage'!HH117,0)","v":0},{"$f":"IF($D117=\"Full\",'Failure Persistence Storage'!HK117,0)","v":0},{"$f":"IF($D117=\"Full\",'Failure Persistence Storage'!HL117,0)","v":0},{"$f":"IF($D117=\"Full\",'Failure Persistence Storage'!HO117,0)","v":0}]
[null,3,"Pipe","Part",300,52.918999999999997,"MS",{"$f":"72-2019+C38","v":89},2.7215777195208939E-2,3.6613838660475615,8.2364626557272551,14.232608503317287,null,null,null,null,null,null,null,null,null,null,null,null,null,null,null,37.493258265097005,2.6671461651304761E-2,3.9061783749597401E-2,1.4645535464190247,38.274367812286528,2.6127146107400578E-2,7.6529208978803068E-2,2.9291070928380494,39.08871606361177,2.5582830563496403E-2,9.6269528972814669E-2,3.7630522835959996,39.938470760646815,2.5038515019592221E-2,9.9312493521938688E-2,3.9663891186928746,40.825992333105624,2.4494199475688046E-2,0.10213409927107973,4.16972595378975,41.753855795221661,2.3949883931783867E-2,0.10473434622023772,4.3730627888866245,42.724875697436119,2.3405568387879688E-2,0.1071132343694127,4.5763996239834999,43.742134642613173,2.286125284397551E-2,0.10927076371860465,4.7797364590803753,44.809015975359841,2.2316937300071327E-2,0.11120693426781358,4.9830732941772506,45.929241374743832,2.1772621756167152E-2,0.11292174601703953,5.186410129274126,47.106914230506497,2.122830621226297E-2,0.11441519896628241,5.3897469643710014,48.346569868151398,2.0683990668358795E-2,0.11568729311554231,5.5930837994678768,49.653233918641973,2.0139675124454616E-2,0.11673802846481919,5.7964206345647522,51.032490416382039,1.9595359580550434E-2,0.117567405014113,5.9997574696616276,52.4905615711358,1.9051044036646259E-2,0.11817542276342385,6.203094304758503,54.034401617345679,1.850672849274208E-2,0.11856208171275165,6.4064311398553784,55.671807726962214,1.7962412948837901E-2,0.11872738186209641,6.6097679749522529,57.411551718429784,1.7418097404933722E-2,0.11867132321145818,6.8131048100491283,59.263537257733972,1.6873781861029544E-2,0.11839390576083691,7.0164416451460037,61.238988499658447,1.6329466317125362E-2,0.11789512951023262,7.219778480242879,63.350677758267359,1.5785150773221183E-2,0.11717499445964531,7.4231153153397536,65.613201963919749,1.5240835229317008E-2,0.11623350060907503,7.6264521504366289,68.043320555176038,1.4696519685412829E-2,0.11507064795852169,7.8297889855335043,70.660371345759742,1.4152204141508648E-2,0.11368643650798531,8.0331258206303797,73.486786199590128,1.360788859760447E-2,0.11208086625746594,8.2364626557272551,76.548735624573055,1.3063573053700289E-2,0.11025393720696354,8.4397994908241305,79.876941521293631,1.251925750979611E-2,0.10820564935647811,8.6431363259210059,83.507711590443321,1.1974941965891934E-2,0.1059360027060097,8.8464731610178813,87.484269285226347,1.1430626421987755E-2,0.10344499725555822,9.0498099961147567,91.858482749487663,1.0886310878083576E-2,0.10073263300512375,9.2531468312116321,96.693139736302797,1.0341995334179397E-2,9.7798909954706262E-2,9.4564836663085075,102.06498083276408,9.7976797902752169E-3,9.4643828104305716E-2,9.6598205014053811,108.06880323469136,9.2533642463710399E-3,9.1267387453922211E-2,9.8631573365022582,114.82310343685957,8.7090487024668612E-3,8.7669588003555635E-2,10.066494171599132,122.47797699931689,8.1647331585626808E-3,8.3850429753206057E-2,10.269831006696009,131.2264039278395,7.6204176146585038E-3,7.9809912702873465E-2,10.473167841792883,141.32074269151948,7.0761020707543242E-3,7.5548036852557857E-2,10.67650467688976,153.09747124914611,6.5317865268501446E-3,7.1064802202259206E-2,10.879841511986633,167.01542318088664,5.9874709829459668E-3,6.6360208751977554E-2,11.083178347083509,183.71696549897533,5.443155439041788E-3,6.1434256501712872E-2,11.286515182180384,204.12996166552816,4.8988398951376085E-3,5.6286945451465169E-2,11.48985201727726,229.64620687371914,4.3545243512334306E-3,5.0918275601234464E-2,11.693188852374135,262.452807855679,3.8102088073292519E-3,4.532824695102073E-2,11.89652568747101,306.19494249829222,3.2658932634250723E-3,3.951685950082396E-2,12.099862522567886,367.43393099795065,2.721577719520894E-3,3.3484113250644189E-2,12.303199357664763,459.29241374743827,2.1772621756167153E-3,2.8467622422162633E-2,13.074963015925771,612.38988499658444,1.6329466317125362E-3,2.2610965682857434E-2,13.846726674186781,918.58482749487655,1.0886310878083577E-3,1.59141430327286E-2,14.618490332447792,1837.1696549897531,5.4431554390417883E-4,8.3771544717761211E-3,15.390253990708803,null,{"$f":"IF($D118=\"Full\",'Failure Persistence Storage'!AB118,0)","v":0},{"$f":"IF($D118=\"Full\",'Failure Persistence Storage'!AE118,0)","v":0},{"$f":"IF($D118=\"Full\",'Failure Persistence Storage'!AF118,0)","v":0},{"$f":"IF($D118=\"Full\",'Failure Persistence Storage'!AI118,0)","v":0},{"$f":"IF($D118=\"Full\",'Failure Persistence Storage'!AJ118,0)","v":0},{"$f":"IF($D118=\"Full\",'Failure Persistence Storage'!AM118,0)","v":0},{"$f":"IF($D118=\"Full\",'Failure Persistence Storage'!AN118,0)","v":0},{"$f":"IF($D118=\"Full\",'Failure Persistence Storage'!AQ118,0)","v":0},{"$f":"IF($D118=\"Full\",'Failure Persistence Storage'!AR118,0)","v":0},{"$f":"IF($D118=\"Full\",'Failure Persistence Storage'!AU118,0)","v":0},{"$f":"IF($D118=\"Full\",'Failure Persistence Storage'!AV118,0)","v":0},{"$f":"IF($D118=\"Full\",'Failure Persistence Storage'!AY118,0)","v":0},{"$f":"IF($D118=\"Full\",'Failure Persistence Storage'!AZ118,0)","v":0},{"$f":"IF($D118=\"Full\",'Failure Persistence Storage'!BC118,0)","v":0},{"$f":"IF($D118=\"Full\",'Failure Persistence Storage'!BD118,0)","v":0},{"$f":"IF($D118=\"Full\",'Failure Persistence Storage'!BG118,0)","v":0},{"$f":"IF($D118=\"Full\",'Failure Persistence Storage'!BH118,0)","v":0},{"$f":"IF($D118=\"Full\",'Failure Persistence Storage'!BK118,0)","v":0},{"$f":"IF($D118=\"Full\",'Failure Persistence Storage'!BL118,0)","v":0},{"$f":"IF($D118=\"Full\",'Failure Persistence Storage'!BO118,0)","v":0},{"$f":"IF($D118=\"Full\",'Failure Persistence Storage'!BP118,0)","v":0},{"$f":"IF($D118=\"Full\",'Failure Persistence Storage'!BS118,0)","v":0},{"$f":"IF($D118=\"Full\",'Failure Persistence Storage'!BT118,0)","v":0},{"$f":"IF($D118=\"Full\",'Failure Persistence Storage'!BW118,0)","v":0},{"$f":"IF($D118=\"Full\",'Failure Persistence Storage'!BX118,0)","v":0},{"$f":"IF($D118=\"Full\",'Failure Persistence Storage'!CA118,0)","v":0},{"$f":"IF($D118=\"Full\",'Failure Persistence Storage'!CB118,0)","v":0},{"$f":"IF($D118=\"Full\",'Failure Persistence Storage'!CE118,0)","v":0},{"$f":"IF($D118=\"Full\",'Failure Persistence Storage'!CF118,0)","v":0},{"$f":"IF($D118=\"Full\",'Failure Persistence Storage'!CI118,0)","v":0},{"$f":"IF($D118=\"Full\",'Failure Persistence Storage'!CJ118,0)","v":0},{"$f":"IF($D118=\"Full\",'Failure Persistence Storage'!CM118,0)","v":0},{"$f":"IF($D118=\"Full\",'Failure Persistence Storage'!CN118,0)","v":0},{"$f":"IF($D118=\"Full\",'Failure Persistence Storage'!CQ118,0)","v":0},{"$f":"IF($D118=\"Full\",'Failure Persistence Storage'!CR118,0)","v":0},{"$f":"IF($D118=\"Full\",'Failure Persistence Storage'!CU118,0)","v":0},{"$f":"IF($D118=\"Full\",'Failure Persistence Storage'!CV118,0)","v":0},{"$f":"IF($D118=\"Full\",'Failure Persistence Storage'!CY118,0)","v":0},{"$f":"IF($D118=\"Full\",'Failure Persistence Storage'!CZ118,0)","v":0},{"$f":"IF($D118=\"Full\",'Failure Persistence Storage'!DC118,0)","v":0},{"$f":"IF($D118=\"Full\",'Failure Persistence Storage'!DD118,0)","v":0},{"$f":"IF($D118=\"Full\",'Failure Persistence Storage'!DG118,0)","v":0},{"$f":"IF($D118=\"Full\",'Failure Persistence Storage'!DH118,0)","v":0},{"$f":"IF($D118=\"Full\",'Failure Persistence Storage'!DK118,0)","v":0},{"$f":"IF($D118=\"Full\",'Failure Persistence Storage'!DL118,0)","v":0},{"$f":"IF($D118=\"Full\",'Failure Persistence Storage'!DO118,0)","v":0},{"$f":"IF($D118=\"Full\",'Failure Persistence Storage'!DP118,0)","v":0},{"$f":"IF($D118=\"Full\",'Failure Persistence Storage'!DS118,0)","v":0},{"$f":"IF($D118=\"Full\",'Failure Persistence Storage'!DT118,0)","v":0},{"$f":"IF($D118=\"Full\",'Failure Persistence Storage'!DW118,0)","v":0},{"$f":"IF($D118=\"Full\",'Failure Persistence Storage'!DX118,0)","v":0},{"$f":"IF($D118=\"Full\",'Failure Persistence Storage'!EA118,0)","v":0},{"$f":"IF($D118=\"Full\",'Failure Persistence Storage'!EB118,0)","v":0},{"$f":"IF($D118=\"Full\",'Failure Persistence Storage'!EE118,0)","v":0},{"$f":"IF($D118=\"Full\",'Failure Persistence Storage'!EF118,0)","v":0},{"$f":"IF($D118=\"Full\",'Failure Persistence Storage'!EI118,0)","v":0},{"$f":"IF($D118=\"Full\",'Failure Persistence Storage'!EJ118,0)","v":0},{"$f":"IF($D118=\"Full\",'Failure Persistence Storage'!EM118,0)","v":0},{"$f":"IF($D118=\"Full\",'Failure Persistence Storage'!EN118,0)","v":0},{"$f":"IF($D118=\"Full\",'Failure Persistence Storage'!EQ118,0)","v":0},{"$f":"IF($D118=\"Full\",'Failure Persistence Storage'!ER118,0)","v":0},{"$f":"IF($D118=\"Full\",'Failure Persistence Storage'!EU118,0)","v":0},{"$f":"IF($D118=\"Full\",'Failure Persistence Storage'!EV118,0)","v":0},{"$f":"IF($D118=\"Full\",'Failure Persistence Storage'!EY118,0)","v":0},{"$f":"IF($D118=\"Full\",'Failure Persistence Storage'!EZ118,0)","v":0},{"$f":"IF($D118=\"Full\",'Failure Persistence Storage'!FC118,0)","v":0},{"$f":"IF($D118=\"Full\",'Failure Persistence Storage'!FD118,0)","v":0},{"$f":"IF($D118=\"Full\",'Failure Persistence Storage'!FG118,0)","v":0},{"$f":"IF($D118=\"Full\",'Failure Persistence Storage'!FH118,0)","v":0},{"$f":"IF($D118=\"Full\",'Failure Persistence Storage'!FK118,0)","v":0},{"$f":"IF($D118=\"Full\",'Failure Persistence Storage'!FL118,0)","v":0},{"$f":"IF($D118=\"Full\",'Failure Persistence Storage'!FO118,0)","v":0},{"$f":"IF($D118=\"Full\",'Failure Persistence Storage'!FP118,0)","v":0},{"$f":"IF($D118=\"Full\",'Failure Persistence Storage'!FS118,0)","v":0},{"$f":"IF($D118=\"Full\",'Failure Persistence Storage'!FT118,0)","v":0},{"$f":"IF($D118=\"Full\",'Failure Persistence Storage'!FW118,0)","v":0},{"$f":"IF($D118=\"Full\",'Failure Persistence Storage'!FX118,0)","v":0},{"$f":"IF($D118=\"Full\",'Failure Persistence Storage'!GA118,0)","v":0},{"$f":"IF($D118=\"Full\",'Failure Persistence Storage'!GB118,0)","v":0},{"$f":"IF($D118=\"Full\",'Failure Persistence Storage'!GE118,0)","v":0},{"$f":"IF($D118=\"Full\",'Failure Persistence Storage'!GF118,0)","v":0},{"$f":"IF($D118=\"Full\",'Failure Persistence Storage'!GI118,0)","v":0},{"$f":"IF($D118=\"Full\",'Failure Persistence Storage'!GJ118,0)","v":0},{"$f":"IF($D118=\"Full\",'Failure Persistence Storage'!GM118,0)","v":0},{"$f":"IF($D118=\"Full\",'Failure Persistence Storage'!GN118,0)","v":0},{"$f":"IF($D118=\"Full\",'Failure Persistence Storage'!GQ118,0)","v":0},{"$f":"IF($D118=\"Full\",'Failure Persistence Storage'!GR118,0)","v":0},{"$f":"IF($D118=\"Full\",'Failure Persistence Storage'!GU118,0)","v":0},{"$f":"IF($D118=\"Full\",'Failure Persistence Storage'!GV118,0)","v":0},{"$f":"IF($D118=\"Full\",'Failure Persistence Storage'!GY118,0)","v":0},{"$f":"IF($D118=\"Full\",'Failure Persistence Storage'!GZ118,0)","v":0},{"$f":"IF($D118=\"Full\",'Failure Persistence Storage'!HC118,0)","v":0},{"$f":"IF($D118=\"Full\",'Failure Persistence Storage'!HD118,0)","v":0},{"$f":"IF($D118=\"Full\",'Failure Persistence Storage'!HG118,0)","v":0},{"$f":"IF($D118=\"Full\",'Failure Persistence Storage'!HH118,0)","v":0},{"$f":"IF($D118=\"Full\",'Failure Persistence Storage'!HK118,0)","v":0},{"$f":"IF($D118=\"Full\",'Failure Persistence Storage'!HL118,0)","v":0},{"$f":"IF($D118=\"Full\",'Failure Persistence Storage'!HO118,0)","v":0}]
[null,4,"Pipe","Part",300,18.571999999999999,"MS",{"$f":"72-2019+C38","v":89},9.5514165813681377E-3,3.6613838660475615,8.2364626557272551,14.232608503317287,null,null,null,null,null,null,null,null,null,null,null,null,null,null,null,106.83317543240727,9.3603882497407757E-3,1.370878980701682E-2,1.4645535464190247,109.05886658724911,9.1693599181134119E-3,2.685803717293091E-2,2.9291070928380494,111.37926800399909,8.9783315864860498E-3,3.3785931179408417E-2,3.7630522835959992,113.80055643886861,8.7873032548586878E-3,3.4853864012725978E-2,3.9663891186928741,116.32945769306571,8.596274923231324E-3,3.5844110653309641E-2,4.16972595378975,118.97330900427177,8.4052465916039602E-3,3.6756671101159405E-2,4.3730627888866245,121.74013014390599,8.2142182599765981E-3,3.7591545356275298E-2,4.5763996239834999,124.63870467114182,8.023189928349236E-3,3.8348733418657306E-2,4.7797364590803753,127.67867307775506,7.8321615967218722E-3,3.9028235288305416E-2,4.9830732941772506,130.87063990469892,7.6411332650945102E-3,3.9630050965219647E-2,5.186410129274126,134.22629733815276,7.4501049334671464E-3,4.0154180449399973E-2,5.3897469643710014,137.75856832073572,7.2590766018397843E-3,4.0600623740846421E-2,5.5930837994678759,141.48177286994479,7.0680482702124214E-3,4.0969380839558985E-2,5.7964206345647522,145.41182211633213,6.8770199385850593E-3,4.1260451745537656E-2,5.9997574696616276,149.56644560537021,6.6859916069576964E-3,4.1473836458782436E-2,6.203094304758503,153.96545871141049,6.4949632753303344E-3,4.1609534979293331E-2,6.4064311398553775,158.63107867236232,6.3039349437029714E-3,4.1667547307070334E-2,6.6097679749522529,163.58829988087365,6.1129066120756085E-3,4.1647873442113452E-2,6.8131048100491292,168.86534181251477,5.9218782804482447E-3,4.1550513384422665E-2,7.0164416451460028,174.49418653959856,5.7308499488208826E-3,4.1375467133998013E-2,7.219778480242879,180.51122745475715,5.5398216171935197E-3,4.1122734690839456E-2,7.4231153153397536,186.95805700671275,5.3487932855661568E-3,4.0792316054947021E-2,7.6264521504366289,193.88242948844285,5.1577649539387947E-3,4.0384211226320695E-2,7.8297889855335043,201.3394460072291,4.9667366223114318E-3,3.9898420204960483E-2,8.0331258206303797,209.39302384751829,4.7757082906840689E-3,3.9334942990866373E-2,8.2364626557272551,218.11773317449823,4.5846799590567059E-3,3.8693779584038378E-2,8.4397994908241305,227.60111287773722,4.3936516274293439E-3,3.7974929984476512E-2,8.6431363259210059,237.94661800854354,4.2026232958019801E-3,3.7178394192180726E-2,8.8464731610178813,249.27740934228365,4.011594964174618E-3,3.6304172207151077E-2,9.0498099961147567,261.74127980939784,3.8205666325472551E-3,3.5352264029387528E-2,9.2531468312116321,275.51713664147144,3.6295383009198922E-3,3.4322669658890095E-2,9.4564836663085075,290.82364423266426,3.4385099692925297E-3,3.3215389095658764E-2,9.6598205014053811,307.93091742282098,3.2474816376651672E-3,3.2030422339693561E-2,9.8631573365022582,327.1765997617473,3.0564533060378042E-3,3.0767769390994452E-2,10.066494171599132,348.98837307919712,2.8654249744104413E-3,2.942743024956147E-2,10.269831006696009,373.9161140134255,2.6743966427830784E-3,2.8009404915394585E-2,10.473167841792883,402.6788920144582,2.4833683111557159E-3,2.6513693388493825E-2,10.67650467688976,436.23546634899645,2.292339979528353E-3,2.4940295668859164E-2,10.879841511986633,475.89323601708708,2.10131164790099E-3,2.3289211756490617E-2,11.083178347083509,523.48255961879568,1.9102833162736275E-3,2.156044165138819E-2,11.286515182180384,581.64728846532853,1.7192549846462648E-3,1.975398535355187E-2,11.48985201727726,654.3531995234946,1.5282266530189021E-3,1.7869842862981662E-2,11.693188852374135,747.832228026851,1.3371983213915392E-3,1.5908014179677563E-2,11.89652568747101,872.47093269799291,1.1461699897641765E-3,1.3868499303639576E-2,12.099862522567886,1046.9651192375914,9.5514165813681377E-4,1.1751298234867702E-2,12.303199357664761,1308.7063990469892,7.6411332650945106E-4,9.9907534840870862E-3,13.074963015925771,1744.9418653959858,5.7308499488208824E-4,7.9353512852100069E-3,13.846726674186783,2617.4127980939784,3.8205666325472553E-4,5.5850916382364675E-3,14.618490332447793,5234.8255961879568,1.9102833162736277E-4,2.9399745431664646E-3,15.390253990708803,null,{"$f":"IF($D119=\"Full\",'Failure Persistence Storage'!AB119,0)","v":0},{"$f":"IF($D119=\"Full\",'Failure Persistence Storage'!AE119,0)","v":0},{"$f":"IF($D119=\"Full\",'Failure Persistence Storage'!AF119,0)","v":0},{"$f":"IF($D119=\"Full\",'Failure Persistence Storage'!AI119,0)","v":0},{"$f":"IF($D119=\"Full\",'Failure Persistence Storage'!AJ119,0)","v":0},{"$f":"IF($D119=\"Full\",'Failure Persistence Storage'!AM119,0)","v":0},{"$f":"IF($D119=\"Full\",'Failure Persistence Storage'!AN119,0)","v":0},{"$f":"IF($D119=\"Full\",'Failure Persistence Storage'!AQ119,0)","v":0},{"$f":"IF($D119=\"Full\",'Failure Persistence Storage'!AR119,0)","v":0},{"$f":"IF($D119=\"Full\",'Failure Persistence Storage'!AU119,0)","v":0},{"$f":"IF($D119=\"Full\",'Failure Persistence Storage'!AV119,0)","v":0},{"$f":"IF($D119=\"Full\",'Failure Persistence Storage'!AY119,0)","v":0},{"$f":"IF($D119=\"Full\",'Failure Persistence Storage'!AZ119,0)","v":0},{"$f":"IF($D119=\"Full\",'Failure Persistence Storage'!BC119,0)","v":0},{"$f":"IF($D119=\"Full\",'Failure Persistence Storage'!BD119,0)","v":0},{"$f":"IF($D119=\"Full\",'Failure Persistence Storage'!BG119,0)","v":0},{"$f":"IF($D119=\"Full\",'Failure Persistence Storage'!BH119,0)","v":0},{"$f":"IF($D119=\"Full\",'Failure Persistence Storage'!BK119,0)","v":0},{"$f":"IF($D119=\"Full\",'Failure Persistence Storage'!BL119,0)","v":0},{"$f":"IF($D119=\"Full\",'Failure Persistence Storage'!BO119,0)","v":0},{"$f":"IF($D119=\"Full\",'Failure Persistence Storage'!BP119,0)","v":0},{"$f":"IF($D119=\"Full\",'Failure Persistence Storage'!BS119,0)","v":0},{"$f":"IF($D119=\"Full\",'Failure Persistence Storage'!BT119,0)","v":0},{"$f":"IF($D119=\"Full\",'Failure Persistence Storage'!BW119,0)","v":0},{"$f":"IF($D119=\"Full\",'Failure Persistence Storage'!BX119,0)","v":0},{"$f":"IF($D119=\"Full\",'Failure Persistence Storage'!CA119,0)","v":0},{"$f":"IF($D119=\"Full\",'Failure Persistence Storage'!CB119,0)","v":0},{"$f":"IF($D119=\"Full\",'Failure Persistence Storage'!CE119,0)","v":0},{"$f":"IF($D119=\"Full\",'Failure Persistence Storage'!CF119,0)","v":0},{"$f":"IF($D119=\"Full\",'Failure Persistence Storage'!CI119,0)","v":0},{"$f":"IF($D119=\"Full\",'Failure Persistence Storage'!CJ119,0)","v":0},{"$f":"IF($D119=\"Full\",'Failure Persistence Storage'!CM119,0)","v":0},{"$f":"IF($D119=\"Full\",'Failure Persistence Storage'!CN119,0)","v":0},{"$f":"IF($D119=\"Full\",'Failure Persistence Storage'!CQ119,0)","v":0},{"$f":"IF($D119=\"Full\",'Failure Persistence Storage'!CR119,0)","v":0},{"$f":"IF($D119=\"Full\",'Failure Persistence Storage'!CU119,0)","v":0},{"$f":"IF($D119=\"Full\",'Failure Persistence Storage'!CV119,0)","v":0},{"$f":"IF($D119=\"Full\",'Failure Persistence Storage'!CY119,0)","v":0},{"$f":"IF($D119=\"Full\",'Failure Persistence Storage'!CZ119,0)","v":0},{"$f":"IF($D119=\"Full\",'Failure Persistence Storage'!DC119,0)","v":0},{"$f":"IF($D119=\"Full\",'Failure Persistence Storage'!DD119,0)","v":0},{"$f":"IF($D119=\"Full\",'Failure Persistence Storage'!DG119,0)","v":0},{"$f":"IF($D119=\"Full\",'Failure Persistence Storage'!DH119,0)","v":0},{"$f":"IF($D119=\"Full\",'Failure Persistence Storage'!DK119,0)","v":0},{"$f":"IF($D119=\"Full\",'Failure Persistence Storage'!DL119,0)","v":0},{"$f":"IF($D119=\"Full\",'Failure Persistence Storage'!DO119,0)","v":0},{"$f":"IF($D119=\"Full\",'Failure Persistence Storage'!DP119,0)","v":0},{"$f":"IF($D119=\"Full\",'Failure Persistence Storage'!DS119,0)","v":0},{"$f":"IF($D119=\"Full\",'Failure Persistence Storage'!DT119,0)","v":0},{"$f":"IF($D119=\"Full\",'Failure Persistence Storage'!DW119,0)","v":0},{"$f":"IF($D119=\"Full\",'Failure Persistence Storage'!DX119,0)","v":0},{"$f":"IF($D119=\"Full\",'Failure Persistence Storage'!EA119,0)","v":0},{"$f":"IF($D119=\"Full\",'Failure Persistence Storage'!EB119,0)","v":0},{"$f":"IF($D119=\"Full\",'Failure Persistence Storage'!EE119,0)","v":0},{"$f":"IF($D119=\"Full\",'Failure Persistence Storage'!EF119,0)","v":0},{"$f":"IF($D119=\"Full\",'Failure Persistence Storage'!EI119,0)","v":0},{"$f":"IF($D119=\"Full\",'Failure Persistence Storage'!EJ119,0)","v":0},{"$f":"IF($D119=\"Full\",'Failure Persistence Storage'!EM119,0)","v":0},{"$f":"IF($D119=\"Full\",'Failure Persistence Storage'!EN119,0)","v":0},{"$f":"IF($D119=\"Full\",'Failure Persistence Storage'!EQ119,0)","v":0},{"$f":"IF($D119=\"Full\",'Failure Persistence Storage'!ER119,0)","v":0},{"$f":"IF($D119=\"Full\",'Failure Persistence Storage'!EU119,0)","v":0},{"$f":"IF($D119=\"Full\",'Failure Persistence Storage'!EV119,0)","v":0},{"$f":"IF($D119=\"Full\",'Failure Persistence Storage'!EY119,0)","v":0},{"$f":"IF($D119=\"Full\",'Failure Persistence Storage'!EZ119,0)","v":0},{"$f":"IF($D119=\"Full\",'Failure Persistence Storage'!FC119,0)","v":0},{"$f":"IF($D119=\"Full\",'Failure Persistence Storage'!FD119,0)","v":0},{"$f":"IF($D119=\"Full\",'Failure Persistence Storage'!FG119,0)","v":0},{"$f":"IF($D119=\"Full\",'Failure Persistence Storage'!FH119,0)","v":0},{"$f":"IF($D119=\"Full\",'Failure Persistence Storage'!FK119,0)","v":0},{"$f":"IF($D119=\"Full\",'Failure Persistence Storage'!FL119,0)","v":0},{"$f":"IF($D119=\"Full\",'Failure Persistence Storage'!FO119,0)","v":0},{"$f":"IF($D119=\"Full\",'Failure Persistence Storage'!FP119,0)","v":0},{"$f":"IF($D119=\"Full\",'Failure Persistence Storage'!FS119,0)","v":0},{"$f":"IF($D119=\"Full\",'Failure Persistence Storage'!FT119,0)","v":0},{"$f":"IF($D119=\"Full\",'Failure Persistence Storage'!FW119,0)","v":0},{"$f":"IF($D119=\"Full\",'Failure Persistence Storage'!FX119,0)","v":0},{"$f":"IF($D119=\"Full\",'Failure Persistence Storage'!GA119,0)","v":0},{"$f":"IF($D119=\"Full\",'Failure Persistence Storage'!GB119,0)","v":0},{"$f":"IF($D119=\"Full\",'Failure Persistence Storage'!GE119,0)","v":0},{"$f":"IF($D119=\"Full\",'Failure Persistence Storage'!GF119,0)","v":0},{"$f":"IF($D119=\"Full\",'Failure Persistence Storage'!GI119,0)","v":0},{"$f":"IF($D119=\"Full\",'Failure Persistence Storage'!GJ119,0)","v":0},{"$f":"IF($D119=\"Full\",'Failure Persistence Storage'!GM119,0)","v":0},{"$f":"IF($D119=\"Full\",'Failure Persistence Storage'!GN119,0)","v":0},{"$f":"IF($D119=\"Full\",'Failure Persistence Storage'!GQ119,0)","v":0},{"$f":"IF($D119=\"Full\",'Failure Persistence Storage'!GR119,0)","v":0},{"$f":"IF($D119=\"Full\",'Failure Persistence Storage'!GU119,0)","v":0},{"$f":"IF($D119=\"Full\",'Failure Persistence Storage'!GV119,0)","v":0},{"$f":"IF($D119=\"Full\",'Failure Persistence Storage'!GY119,0)","v":0},{"$f":"IF($D119=\"Full\",'Failure Persistence Storage'!GZ119,0)","v":0},{"$f":"IF($D119=\"Full\",'Failure Persistence Storage'!HC119,0)","v":0},{"$f":"IF($D119=\"Full\",'Failure Persistence Storage'!HD119,0)","v":0},{"$f":"IF($D119=\"Full\",'Failure Persistence Storage'!HG119,0)","v":0},{"$f":"IF($D119=\"Full\",'Failure Persistence Storage'!HH119,0)","v":0},{"$f":"IF($D119=\"Full\",'Failure Persistence Storage'!HK119,0)","v":0},{"$f":"IF($D119=\"Full\",'Failure Persistence Storage'!HL119,0)","v":0},{"$f":"IF($D119=\"Full\",'Failure Persistence Storage'!HO119,0)","v":0}]
[null,5,"Pipe","Part",300,25.54,"MS",{"$f":"72-2019+C38","v":89},1.3134997818659393E-2,3.6613838660475615,8.2364626557272551,14.232608503317287,null,null,null,null,null,null,null,null,null,null,null,null,null,null,null,77.686207287810035,1.2872297862286204E-2,1.8852169484773289E-2,1.4645535464190247,79.30466993963941,1.2609597905913015E-2,3.693486266404563E-2,2.9291070928380494,80.992003342610445,1.2346897949539831E-2,4.6462022524342617E-2,3.7630522835959992,82.752699067449811,1.2084197993166641E-2,4.7930631428226442E-2,3.966389118692875,84.591647935615356,1.1821498036793455E-2,4.9292407176692241E-2,4.16972595378975,86.514185388697541,1.1558798080420265E-2,5.0547349769739999E-2,4.3730627888866245,88.526143188434688,1.1296098124047077E-2,5.1695459207369759E-2,4.5763996239834999,90.633908502445038,1.1033398167673888E-2,5.2736735489581493E-2,4.7797364590803753,92.844491636651014,1.0770698211300701E-2,5.3671178616375208E-2,4.9830732941772506,95.165603927567261,1.0507998254927516E-2,5.449878858775091E-2,5.186410129274126,97.605747618017716,1.0245298298554327E-2,5.5219565403708572E-2,5.3897469643710014,100.17431992375504,9.9825983421811381E-3,5.5833509064248207E-2,5.5930837994678768,102.88173397574842,9.7198983858079509E-3,5.6340619569369831E-2,5.7964206345647522,105.73955991951919,9.4571984294347638E-3,5.6740896919073434E-2,5.9997574696616276,108.76069020293404,9.1944984730615749E-3,5.7034341113359005E-2,6.203094304758503,111.95953403243209,8.9317985166883877E-3,5.7220952152226563E-2,6.4064311398553784,115.35224718493005,8.6690985603151988E-3,5.7300730035676081E-2,6.6097679749522529,118.9570049094591,8.4063986039420117E-3,5.7273674763707594E-2,6.8131048100491283,122.79432764847392,8.1436986475688228E-3,5.7139786336321073E-2,7.0164416451460037,126.88747190342305,7.8809986911956356E-3,5.689906475351654E-2,7.219778480242879,131.26290196905833,7.6182987348224467E-3,5.6551510015293974E-2,7.4231153153397536,135.95086275366756,7.3555987784492587E-3,5.6097122121653395E-2,7.6264521504366289,140.98607989269226,7.0928988220760724E-3,5.5535901072594804E-2,7.8297889855335043,146.40862142702659,6.8301988657028844E-3,5.4867846868118172E-2,8.0331258206303797,152.26496628410766,6.5674989093296963E-3,5.4092959508223522E-2,8.2364626557272551,158.60933987927882,6.3047989529565075E-3,5.3211238992910845E-2,8.4397994908241305,165.50539813489962,6.0420989965833203E-3,5.2222685322180155E-2,8.6431363259210059,173.02837077739508,5.7793990402101323E-3,5.1127298496031433E-2,8.8464731610178813,181.26781700489008,5.5166990838369442E-3,4.9925078514464698E-2,9.0498099961147567,190.33120785513452,5.2539991274637579E-3,4.8616025377479957E-2,9.2531468312116321,200.34863984751007,4.9912991710905691E-3,4.7200139085077163E-2,9.4564836663085075,211.47911983903839,4.7285992147173819E-3,4.5677419637256349E-2,9.6598205014053811,223.91906806486418,4.4658992583441939E-3,4.4047867034017529E-2,9.8631573365022582,237.9140098189182,4.2031993019710058E-3,4.231148127536067E-2,10.066494171599132,253.7749438068461,3.9404993455978178E-3,4.0468262361285798E-2,10.269831006696009,271.90172550733513,3.6777993892246293E-3,3.8518210291792893E-2,10.473167841792883,292.81724285405318,3.4150994328514422E-3,3.6461325066881989E-2,10.67650467688976,317.21867975855764,3.1523994764782537E-3,3.4297606686553038E-2,10.879841511986633,346.05674155479016,2.8896995201050661E-3,3.2027055150806075E-2,11.083178347083509,380.66241571026904,2.626999563731879E-3,2.9649670459641099E-2,11.286515182180384,422.95823967807678,2.3642996073586909E-3,2.7165452613058087E-2,11.48985201727726,475.82801963783641,2.1015996509855029E-3,2.4574401611057055E-2,11.693188852374135,543.80345101467026,1.8388996946123147E-3,2.1876517453638E-2,11.89652568747101,634.43735951711528,1.5761997382391269E-3,1.9071800140800923E-2,12.099862522567886,761.32483142053809,1.3134997818659395E-3,1.6160249672545833E-2,12.303199357664763,951.65603927567281,1.0507998254927515E-3,1.3739168855458979E-2,13.074963015925771,1268.8747190342306,7.8809986911956343E-4,1.0912603479660971E-2,13.846726674186781,1903.3120785513456,5.2539991274637573E-4,7.6805535451518079E-3,14.618490332447793,3806.6241571026912,2.6269995637318786E-4,4.0430190519314827E-3,15.390253990708802,null,{"$f":"IF($D120=\"Full\",'Failure Persistence Storage'!AB120,0)","v":0},{"$f":"IF($D120=\"Full\",'Failure Persistence Storage'!AE120,0)","v":0},{"$f":"IF($D120=\"Full\",'Failure Persistence Storage'!AF120,0)","v":0},{"$f":"IF($D120=\"Full\",'Failure Persistence Storage'!AI120,0)","v":0},{"$f":"IF($D120=\"Full\",'Failure Persistence Storage'!AJ120,0)","v":0},{"$f":"IF($D120=\"Full\",'Failure Persistence Storage'!AM120,0)","v":0},{"$f":"IF($D120=\"Full\",'Failure Persistence Storage'!AN120,0)","v":0},{"$f":"IF($D120=\"Full\",'Failure Persistence Storage'!AQ120,0)","v":0},{"$f":"IF($D120=\"Full\",'Failure Persistence Storage'!AR120,0)","v":0},{"$f":"IF($D120=\"Full\",'Failure Persistence Storage'!AU120,0)","v":0},{"$f":"IF($D120=\"Full\",'Failure Persistence Storage'!AV120,0)","v":0},{"$f":"IF($D120=\"Full\",'Failure Persistence Storage'!AY120,0)","v":0},{"$f":"IF($D120=\"Full\",'Failure Persistence Storage'!AZ120,0)","v":0},{"$f":"IF($D120=\"Full\",'Failure Persistence Storage'!BC120,0)","v":0},{"$f":"IF($D120=\"Full\",'Failure Persistence Storage'!BD120,0)","v":0},{"$f":"IF($D120=\"Full\",'Failure Persistence Storage'!BG120,0)","v":0},{"$f":"IF($D120=\"Full\",'Failure Persistence Storage'!BH120,0)","v":0},{"$f":"IF($D120=\"Full\",'Failure Persistence Storage'!BK120,0)","v":0},{"$f":"IF($D120=\"Full\",'Failure Persistence Storage'!BL120,0)","v":0},{"$f":"IF($D120=\"Full\",'Failure Persistence Storage'!BO120,0)","v":0},{"$f":"IF($D120=\"Full\",'Failure Persistence Storage'!BP120,0)","v":0},{"$f":"IF($D120=\"Full\",'Failure Persistence Storage'!BS120,0)","v":0},{"$f":"IF($D120=\"Full\",'Failure Persistence Storage'!BT120,0)","v":0},{"$f":"IF($D120=\"Full\",'Failure Persistence Storage'!BW120,0)","v":0},{"$f":"IF($D120=\"Full\",'Failure Persistence Storage'!BX120,0)","v":0},{"$f":"IF($D120=\"Full\",'Failure Persistence Storage'!CA120,0)","v":0},{"$f":"IF($D120=\"Full\",'Failure Persistence Storage'!CB120,0)","v":0},{"$f":"IF($D120=\"Full\",'Failure Persistence Storage'!CE120,0)","v":0},{"$f":"IF($D120=\"Full\",'Failure Persistence Storage'!CF120,0)","v":0},{"$f":"IF($D120=\"Full\",'Failure Persistence Storage'!CI120,0)","v":0},{"$f":"IF($D120=\"Full\",'Failure Persistence Storage'!CJ120,0)","v":0},{"$f":"IF($D120=\"Full\",'Failure Persistence Storage'!CM120,0)","v":0},{"$f":"IF($D120=\"Full\",'Failure Persistence Storage'!CN120,0)","v":0},{"$f":"IF($D120=\"Full\",'Failure Persistence Storage'!CQ120,0)","v":0},{"$f":"IF($D120=\"Full\",'Failure Persistence Storage'!CR120,0)","v":0},{"$f":"IF($D120=\"Full\",'Failure Persistence Storage'!CU120,0)","v":0},{"$f":"IF($D120=\"Full\",'Failure Persistence Storage'!CV120,0)","v":0},{"$f":"IF($D120=\"Full\",'Failure Persistence Storage'!CY120,0)","v":0},{"$f":"IF($D120=\"Full\",'Failure Persistence Storage'!CZ120,0)","v":0},{"$f":"IF($D120=\"Full\",'Failure Persistence Storage'!DC120,0)","v":0},{"$f":"IF($D120=\"Full\",'Failure Persistence Storage'!DD120,0)","v":0},{"$f":"IF($D120=\"Full\",'Failure Persistence Storage'!DG120,0)","v":0},{"$f":"IF($D120=\"Full\",'Failure Persistence Storage'!DH120,0)","v":0},{"$f":"IF($D120=\"Full\",'Failure Persistence Storage'!DK120,0)","v":0},{"$f":"IF($D120=\"Full\",'Failure Persistence Storage'!DL120,0)","v":0},{"$f":"IF($D120=\"Full\",'Failure Persistence Storage'!DO120,0)","v":0},{"$f":"IF($D120=\"Full\",'Failure Persistence Storage'!DP120,0)","v":0},{"$f":"IF($D120=\"Full\",'Failure Persistence Storage'!DS120,0)","v":0},{"$f":"IF($D120=\"Full\",'Failure Persistence Storage'!DT120,0)","v":0},{"$f":"IF($D120=\"Full\",'Failure Persistence Storage'!DW120,0)","v":0},{"$f":"IF($D120=\"Full\",'Failure Persistence Storage'!DX120,0)","v":0},{"$f":"IF($D120=\"Full\",'Failure Persistence Storage'!EA120,0)","v":0},{"$f":"IF($D120=\"Full\",'Failure Persistence Storage'!EB120,0)","v":0},{"$f":"IF($D120=\"Full\",'Failure Persistence Storage'!EE120,0)","v":0},{"$f":"IF($D120=\"Full\",'Failure Persistence Storage'!EF120,0)","v":0},{"$f":"IF($D120=\"Full\",'Failure Persistence Storage'!EI120,0)","v":0},{"$f":"IF($D120=\"Full\",'Failure Persistence Storage'!EJ120,0)","v":0},{"$f":"IF($D120=\"Full\",'Failure Persistence Storage'!EM120,0)","v":0},{"$f":"IF($D120=\"Full\",'Failure Persistence Storage'!EN120,0)","v":0},{"$f":"IF($D120=\"Full\",'Failure Persistence Storage'!EQ120,0)","v":0},{"$f":"IF($D120=\"Full\",'Failure Persistence Storage'!ER120,0)","v":0},{"$f":"IF($D120=\"Full\",'Failure Persistence Storage'!EU120,0)","v":0},{"$f":"IF($D120=\"Full\",'Failure Persistence Storage'!EV120,0)","v":0},{"$f":"IF($D120=\"Full\",'Failure Persistence Storage'!EY120,0)","v":0},{"$f":"IF($D120=\"Full\",'Failure Persistence Storage'!EZ120,0)","v":0},{"$f":"IF($D120=\"Full\",'Failure Persistence Storage'!FC120,0)","v":0},{"$f":"IF($D120=\"Full\",'Failure Persistence Storage'!FD120,0)","v":0},{"$f":"IF($D120=\"Full\",'Failure Persistence Storage'!FG120,0)","v":0},{"$f":"IF($D120=\"Full\",'Failure Persistence Storage'!FH120,0)","v":0},{"$f":"IF($D120=\"Full\",'Failure Persistence Storage'!FK120,0)","v":0},{"$f":"IF($D120=\"Full\",'Failure Persistence Storage'!FL120,0)","v":0},{"$f":"IF($D120=\"Full\",'Failure Persistence Storage'!FO120,0)","v":0},{"$f":"IF($D120=\"Full\",'Failure Persistence Storage'!FP120,0)","v":0},{"$f":"IF($D120=\"Full\",'Failure Persistence Storage'!FS120,0)","v":0},{"$f":"IF($D120=\"Full\",'Failure Persistence Storage'!FT120,0)","v":0},{"$f":"IF($D120=\"Full\",'Failure Persistence Storage'!FW120,0)","v":0},{"$f":"IF($D120=\"Full\",'Failure Persistence Storage'!FX120,0)","v":0},{"$f":"IF($D120=\"Full\",'Failure Persistence Storage'!GA120,0)","v":0},{"$f":"IF($D120=\"Full\",'Failure Persistence Storage'!GB120,0)","v":0},{"$f":"IF($D120=\"Full\",'Failure Persistence Storage'!GE120,0)","v":0},{"$f":"IF($D120=\"Full\",'Failure Persistence Storage'!GF120,0)","v":0},{"$f":"IF($D120=\"Full\",'Failure Persistence Storage'!GI120,0)","v":0},{"$f":"IF($D120=\"Full\",'Failure Persistence Storage'!GJ120,0)","v":0},{"$f":"IF($D120=\"Full\",'Failure Persistence Storage'!GM120,0)","v":0},{"$f":"IF($D120=\"Full\",'Failure Persistence Storage'!GN120,0)","v":0},{"$f":"IF($D120=\"Full\",'Failure Persistence Storage'!GQ120,0)","v":0},{"$f":"IF($D120=\"Full\",'Failure Persistence Storage'!GR120,0)","v":0},{"$f":"IF($D120=\"Full\",'Failure Persistence Storage'!GU120,0)","v":0},{"$f":"IF($D120=\"Full\",'Failure Persistence Storage'!GV120,0)","v":0},{"$f":"IF($D120=\"Full\",'Failure Persistence Storage'!GY120,0)","v":0},{"$f":"IF($D120=\"Full\",'Failure Persistence Storage'!GZ120,0)","v":0},{"$f":"IF($D120=\"Full\",'Failure Persistence Storage'!HC120,0)","v":0},{"$f":"IF($D120=\"Full\",'Failure Persistence Storage'!HD120,0)","v":0},{"$f":"IF($D120=\"Full\",'Failure Persistence Storage'!HG120,0)","v":0},{"$f":"IF($D120=\"Full\",'Failure Persistence Storage'!HH120,0)","v":0},{"$f":"IF($D120=\"Full\",'Failure Persistence Storage'!HK120,0)","v":0},{"$f":"IF($D120=\"Full\",'Failure Persistence Storage'!HL120,0)","v":0},{"$f":"IF($D120=\"Full\",'Failure Persistence Storage'!HO120,0)","v":0}]
[null,6,"Pipe","Part",300,45.017000000000003,"MS",{"$f":"72-2019+C38","v":89},2.3151847956248625E-2,3.6613838660475615,8.2364626557272551,14.232608503317287,null,null,null,null,null,null,null,null,null,null,null,null,null,null,null,44.074588136274471,2.2688810997123655E-2,3.3228978609868419E-2,1.4645535464190247,44.99280872244686,2.2225774037998681E-2,6.5101672378517703E-2,2.9291070928380489,45.950102525052117,2.1762737078873707E-2,8.1894317461955024E-2,3.7630522835959992,46.949017797335848,2.1299700119748737E-2,8.4482898786392716E-2,3.9663891186928746,47.992329303943315,2.0836663160623763E-2,8.6883175171227664E-2,4.16972595378975,49.083064060851122,2.0373626201498789E-2,8.9095146616459897E-2,4.3730627888866245,50.224530666917424,1.9910589242373818E-2,9.1118813122089456E-2,4.5763996239834999,51.420352825653559,1.9447552283248844E-2,9.2954174688116301E-2,4.7797364590803753,52.674507772620721,1.8984515324123871E-2,9.4601231314540429E-2,4.9830732941772506,53.991370466936232,1.85214783649989E-2,9.6059983001361871E-2,5.186410129274126,55.375764581473049,1.805844140587393E-2,9.7330429748580624E-2,5.3897469643710014,56.833021544143399,1.7595404446748956E-2,9.8412571556196621E-2,5.5930837994678768,58.369049153444578,1.7132367487623982E-2,9.930640842420993E-2,5.7964206345647522,59.990411629929142,1.6669330528499011E-2,0.10001194035262055,5.9997574696616276,61.704423390784264,1.6206293569374038E-2,0.10052916734142844,6.203094304758503,63.519259372866145,1.5743256610249067E-2,0.10085808939063366,6.4064311398553784,65.444085414468162,1.5280219651124092E-2,0.10099870650023611,6.6097679749522529,67.489213083670293,1.4817182691999119E-2,0.1009510186702359,6.8131048100491283,69.666284473466106,1.4354145732874147E-2,0.10071502590063297,7.0164416451460037,71.988493955914976,1.3891108773749175E-2,0.10029072819142734,7.219778480242879,74.470855816463768,1.3428071814624203E-2,9.9678125542618998E-2,7.4231153153397536,77.130529238480335,1.2965034855499229E-2,9.8877217954207952E-2,7.6264521504366289,79.987215506572198,1.2501997896374257E-2,9.7888005426194205E-2,7.8297889855335043,83.063646872209574,1.2038960937249286E-2,9.671048795857777E-2,8.0331258206303797,86.386192747097979,1.1575923978124311E-2,9.5344665551358579E-2,8.2364626557272551,89.98561744489372,1.111288701899934E-2,9.3790538204536728E-2,8.4397994908241305,93.898035594671697,1.0649850059874368E-2,9.2048105918112161E-2,8.6431363259210059,98.166128121702243,1.0186813100749394E-2,9.0117368692084865E-2,8.8464731610178813,102.84070565130712,9.7237761416244222E-3,8.7998326526454868E-2,9.0498099961147567,107.98274093387246,9.2607391824994501E-3,8.5690979421222183E-2,9.2531468312116321,113.6660430882868,8.7977022233744779E-3,8.3195327376386796E-2,9.4564836663085075,119.98082325985828,8.3346652642495057E-3,8.0511370391948681E-2,9.6598205014053811,127.03851874573229,7.8716283051245336E-3,7.7639108467907877E-2,9.8631573365022582,134.97842616734059,7.4085913459995597E-3,7.4578541604264331E-2,10.066494171599132,143.97698791182995,6.9455543868745875E-3,7.1329669801018125E-2,10.269831006696009,154.26105847696067,6.4825174277496145E-3,6.7892493058169176E-2,10.473167841792881,166.12729374441915,6.0194804686246432E-3,6.4267011375717567E-2,10.67650467688976,179.97123488978744,5.5564435094996702E-3,6.0453224753663208E-2,10.879841511986633,196.33225624340449,5.0934065503746972E-3,5.6451133192006155E-2,11.083178347083509,215.96548186774493,4.630369591249725E-3,5.22607366907464E-2,11.286515182180384,239.96164651971657,4.1673326321247529E-3,4.7882035249883943E-2,11.48985201727726,269.95685233468117,3.7042956729997798E-3,4.3315028869418772E-2,11.693188852374135,308.52211695392134,3.2412587138748073E-3,3.8559717549350898E-2,11.89652568747101,359.94246977957488,2.7782217547498351E-3,3.3616101289680317E-2,12.099862522567886,431.93096373548985,2.3151847956248625E-3,2.848418009040703E-2,12.303199357664761,539.91370466936235,1.8521478364998899E-3,2.4216764462262994E-2,13.074963015925771,719.88493955914976,1.3891108773749176E-3,1.9234638639150273E-2,13.846726674186781,1079.8274093387247,9.2607391824994496E-4,1.3537802621068868E-2,14.618490332447793,2159.6548186774494,4.6303695912497248E-4,7.1262564080187768E-3,15.390253990708803,null,{"$f":"IF($D121=\"Full\",'Failure Persistence Storage'!AB121,0)","v":0},{"$f":"IF($D121=\"Full\",'Failure Persistence Storage'!AE121,0)","v":0},{"$f":"IF($D121=\"Full\",'Failure Persistence Storage'!AF121,0)","v":0},{"$f":"IF($D121=\"Full\",'Failure Persistence Storage'!AI121,0)","v":0},{"$f":"IF($D121=\"Full\",'Failure Persistence Storage'!AJ121,0)","v":0},{"$f":"IF($D121=\"Full\",'Failure Persistence Storage'!AM121,0)","v":0},{"$f":"IF($D121=\"Full\",'Failure Persistence Storage'!AN121,0)","v":0},{"$f":"IF($D121=\"Full\",'Failure Persistence Storage'!AQ121,0)","v":0},{"$f":"IF($D121=\"Full\",'Failure Persistence Storage'!AR121,0)","v":0},{"$f":"IF($D121=\"Full\",'Failure Persistence Storage'!AU121,0)","v":0},{"$f":"IF($D121=\"Full\",'Failure Persistence Storage'!AV121,0)","v":0},{"$f":"IF($D121=\"Full\",'Failure Persistence Storage'!AY121,0)","v":0},{"$f":"IF($D121=\"Full\",'Failure Persistence Storage'!AZ121,0)","v":0},{"$f":"IF($D121=\"Full\",'Failure Persistence Storage'!BC121,0)","v":0},{"$f":"IF($D121=\"Full\",'Failure Persistence Storage'!BD121,0)","v":0},{"$f":"IF($D121=\"Full\",'Failure Persistence Storage'!BG121,0)","v":0},{"$f":"IF($D121=\"Full\",'Failure Persistence Storage'!BH121,0)","v":0},{"$f":"IF($D121=\"Full\",'Failure Persistence Storage'!BK121,0)","v":0},{"$f":"IF($D121=\"Full\",'Failure Persistence Storage'!BL121,0)","v":0},{"$f":"IF($D121=\"Full\",'Failure Persistence Storage'!BO121,0)","v":0},{"$f":"IF($D121=\"Full\",'Failure Persistence Storage'!BP121,0)","v":0},{"$f":"IF($D121=\"Full\",'Failure Persistence Storage'!BS121,0)","v":0},{"$f":"IF($D121=\"Full\",'Failure Persistence Storage'!BT121,0)","v":0},{"$f":"IF($D121=\"Full\",'Failure Persistence Storage'!BW121,0)","v":0},{"$f":"IF($D121=\"Full\",'Failure Persistence Storage'!BX121,0)","v":0},{"$f":"IF($D121=\"Full\",'Failure Persistence Storage'!CA121,0)","v":0},{"$f":"IF($D121=\"Full\",'Failure Persistence Storage'!CB121,0)","v":0},{"$f":"IF($D121=\"Full\",'Failure Persistence Storage'!CE121,0)","v":0},{"$f":"IF($D121=\"Full\",'Failure Persistence Storage'!CF121,0)","v":0},{"$f":"IF($D121=\"Full\",'Failure Persistence Storage'!CI121,0)","v":0},{"$f":"IF($D121=\"Full\",'Failure Persistence Storage'!CJ121,0)","v":0},{"$f":"IF($D121=\"Full\",'Failure Persistence Storage'!CM121,0)","v":0},{"$f":"IF($D121=\"Full\",'Failure Persistence Storage'!CN121,0)","v":0},{"$f":"IF($D121=\"Full\",'Failure Persistence Storage'!CQ121,0)","v":0},{"$f":"IF($D121=\"Full\",'Failure Persistence Storage'!CR121,0)","v":0},{"$f":"IF($D121=\"Full\",'Failure Persistence Storage'!CU121,0)","v":0},{"$f":"IF($D121=\"Full\",'Failure Persistence Storage'!CV121,0)","v":0},{"$f":"IF($D121=\"Full\",'Failure Persistence Storage'!CY121,0)","v":0},{"$f":"IF($D121=\"Full\",'Failure Persistence Storage'!CZ121,0)","v":0},{"$f":"IF($D121=\"Full\",'Failure Persistence Storage'!DC121,0)","v":0},{"$f":"IF($D121=\"Full\",'Failure Persistence Storage'!DD121,0)","v":0},{"$f":"IF($D121=\"Full\",'Failure Persistence Storage'!DG121,0)","v":0},{"$f":"IF($D121=\"Full\",'Failure Persistence Storage'!DH121,0)","v":0},{"$f":"IF($D121=\"Full\",'Failure Persistence Storage'!DK121,0)","v":0},{"$f":"IF($D121=\"Full\",'Failure Persistence Storage'!DL121,0)","v":0},{"$f":"IF($D121=\"Full\",'Failure Persistence Storage'!DO121,0)","v":0},{"$f":"IF($D121=\"Full\",'Failure Persistence Storage'!DP121,0)","v":0},{"$f":"IF($D121=\"Full\",'Failure Persistence Storage'!DS121,0)","v":0},{"$f":"IF($D121=\"Full\",'Failure Persistence Storage'!DT121,0)","v":0},{"$f":"IF($D121=\"Full\",'Failure Persistence Storage'!DW121,0)","v":0},{"$f":"IF($D121=\"Full\",'Failure Persistence Storage'!DX121,0)","v":0},{"$f":"IF($D121=\"Full\",'Failure Persistence Storage'!EA121,0)","v":0},{"$f":"IF($D121=\"Full\",'Failure Persistence Storage'!EB121,0)","v":0},{"$f":"IF($D121=\"Full\",'Failure Persistence Storage'!EE121,0)","v":0},{"$f":"IF($D121=\"Full\",'Failure Persistence Storage'!EF121,0)","v":0},{"$f":"IF($D121=\"Full\",'Failure Persistence Storage'!EI121,0)","v":0},{"$f":"IF($D121=\"Full\",'Failure Persistence Storage'!EJ121,0)","v":0},{"$f":"IF($D121=\"Full\",'Failure Persistence Storage'!EM121,0)","v":0},{"$f":"IF($D121=\"Full\",'Failure Persistence Storage'!EN121,0)","v":0},{"$f":"IF($D121=\"Full\",'Failure Persistence Storage'!EQ121,0)","v":0},{"$f":"IF($D121=\"Full\",'Failure Persistence Storage'!ER121,0)","v":0},{"$f":"IF($D121=\"Full\",'Failure Persistence Storage'!EU121,0)","v":0},{"$f":"IF($D121=\"Full\",'Failure Persistence Storage'!EV121,0)","v":0},{"$f":"IF($D121=\"Full\",'Failure Persistence Storage'!EY121,0)","v":0},{"$f":"IF($D121=\"Full\",'Failure Persistence Storage'!EZ121,0)","v":0},{"$f":"IF($D121=\"Full\",'Failure Persistence Storage'!FC121,0)","v":0},{"$f":"IF($D121=\"Full\",'Failure Persistence Storage'!FD121,0)","v":0},{"$f":"IF($D121=\"Full\",'Failure Persistence Storage'!FG121,0)","v":0},{"$f":"IF($D121=\"Full\",'Failure Persistence Storage'!FH121,0)","v":0},{"$f":"IF($D121=\"Full\",'Failure Persistence Storage'!FK121,0)","v":0},{"$f":"IF($D121=\"Full\",'Failure Persistence Storage'!FL121,0)","v":0},{"$f":"IF($D121=\"Full\",'Failure Persistence Storage'!FO121,0)","v":0},{"$f":"IF($D121=\"Full\",'Failure Persistence Storage'!FP121,0)","v":0},{"$f":"IF($D121=\"Full\",'Failure Persistence Storage'!FS121,0)","v":0},{"$f":"IF($D121=\"Full\",'Failure Persistence Storage'!FT121,0)","v":0},{"$f":"IF($D121=\"Full\",'Failure Persistence Storage'!FW121,0)","v":0},{"$f":"IF($D121=\"Full\",'Failure Persistence Storage'!FX121,0)","v":0},{"$f":"IF($D121=\"Full\",'Failure Persistence Storage'!GA121,0)","v":0},{"$f":"IF($D121=\"Full\",'Failure Persistence Storage'!GB121,0)","v":0},{"$f":"IF($D121=\"Full\",'Failure Persistence Storage'!GE121,0)","v":0},{"$f":"IF($D121=\"Full\",'Failure Persistence Storage'!GF121,0)","v":0},{"$f":"IF($D121=\"Full\",'Failure Persistence Storage'!GI121,0)","v":0},{"$f":"IF($D121=\"Full\",'Failure Persistence Storage'!GJ121,0)","v":0},{"$f":"IF($D121=\"Full\",'Failure Persistence Storage'!GM121,0)","v":0},{"$f":"IF($D121=\"Full\",'Failure Persistence Storage'!GN121,0)","v":0},{"$f":"IF($D121=\"Full\",'Failure Persistence Storage'!GQ121,0)","v":0},{"$f":"IF($D121=\"Full\",'Failure Persistence Storage'!GR121,0)","v":0},{"$f":"IF($D121=\"Full\",'Failure Persistence Storage'!GU121,0)","v":0},{"$f":"IF($D121=\"Full\",'Failure Persistence Storage'!GV121,0)","v":0},{"$f":"IF($D121=\"Full\",'Failure Persistence Storage'!GY121,0)","v":0},{"$f":"IF($D121=\"Full\",'Failure Persistence Storage'!GZ121,0)","v":0},{"$f":"IF($D121=\"Full\",'Failure Persistence Storage'!HC121,0)","v":0},{"$f":"IF($D121=\"Full\",'Failure Persistence Storage'!HD121,0)","v":0},{"$f":"IF($D121=\"Full\",'Failure Persistence Storage'!HG121,0)","v":0},{"$f":"IF($D121=\"Full\",'Failure Persistence Storage'!HH121,0)","v":0},{"$f":"IF($D121=\"Full\",'Failure Persistence Storage'!HK121,0)","v":0},{"$f":"IF($D121=\"Full\",'Failure Persistence Storage'!HL121,0)","v":0},{"$f":"IF($D121=\"Full\",'Failure Persistence Storage'!HO121,0)","v":0}]
[null,7,"Pipe","Part",300,101.706,"MS",{"$f":"72-2019+C38","v":89},5.2306503059693504E-2,3.6613838660475615,8.2364626557272551,14.232608503317287,null,null,null,null,null,null,null,null,null,null,null,null,null,null,null,19.508246653399684,5.1260372998499636E-2,7.5073561065714653E-2,1.4645535464190247,19.914668458678843,5.0214242937305767E-2,0.14708289514915523,2.9291070928380494,20.338384808863502,4.9168112876111891E-2,0.1850221794385587,3.7630522835959992,20.780523609056182,4.812198281491803E-2,0.19087050900701638,3.9663891186928746,21.242313022590768,4.7075852753724154E-2,0.19629340502398826,4.16972595378975,21.725092864013288,4.6029722692530278E-2,0.20129086748947439,4.3730627888866245,22.230327581781033,4.4983592631336417E-2,0.20586289640347491,4.5763996239834999,22.759621095632962,4.3937462570142548E-2,0.21000949176598965,4.7797364590803753,23.31473380528255,4.2891332508948672E-2,0.21373065357701865,4.9830732941772506,23.89760215041461,4.184520244775481E-2,0.217026381836562,5.186410129274126,24.510361179912422,4.0799072386560935E-2,0.21989667654461956,5.3897469643710014,25.155370684646964,3.9752942325367059E-2,0.22234153770119136,5.5930837994678768,25.8352455680158,3.870681226417319E-2,0.2243609653062775,5.7964206345647522,26.552891278238455,3.7660682202979329E-2,0.22595495935987794,5.9997574696616276,27.311545314759556,3.6614552141785453E-2,0.22712351986199261,6.203094304758503,28.114826059311309,3.5568422080591584E-2,0.22786664681262156,6.4064311398553784,28.966790485351048,3.4522292019397709E-2,0.22818434021176473,6.6097679749522529,29.872002688018267,3.347616195820384E-2,0.22807660005942224,6.8131048100491283,30.83561567795434,3.2430031897009971E-2,0.22754342635559402,7.0164416451460037,31.86346953388615,3.1383901835816103E-2,0.22658481910028008,7.219778480242879,32.96220986264084,3.0337771774622237E-2,0.22520077829348042,7.4231153153397536,34.139431643449448,2.9291641713428362E-2,0.22339130393519499,7.6264521504366289,35.403855037651276,2.8245511652234493E-2,0.22115639602542389,7.8297889855335043,36.765541769868634,2.7199381591040624E-2,0.21849605456416704,8.0331258206303797,38.236163440663383,2.6153251529846752E-2,0.21541027955142447,8.2364626557272551,39.829336917357686,2.5107121468652883E-2,0.21189907098719621,8.4397994908241305,41.561047218112364,2.4060991407459015E-2,0.2079624288714822,8.6431363259210059,43.450185728026575,2.3014861346265139E-2,0.20360035320428241,8.8464731610178813,45.519242191265924,2.1968731285071274E-2,0.19881284398559701,9.0498099961147567,47.795204300829219,2.0922601223877405E-2,0.19359990121542581,9.2531468312116321,50.310741369293929,1.987647116268353E-2,0.18796152489376886,9.4564836663085075,53.10578255647691,1.8830341101489664E-2,0.18189771502062624,9.6598205014053811,56.229652118622617,1.7784211040295792E-2,0.1754084715959979,9.8631573365022582,59.744005376036533,1.673808097910192E-2,0.16849379461988379,10.066494171599132,63.7269390677723,1.5691950917908051E-2,0.16115368409228401,10.269831006696009,68.278863286898897,1.4645820856714181E-2,0.15338814001319845,10.473167841792883,73.531083539737267,1.3599690795520312E-2,0.14519716238262723,10.67650467688976,79.658673834715373,1.2553560734326442E-2,0.13658075120057023,10.879841511986633,86.900371456053151,1.150743067313257E-2,0.12753890646702751,11.083178347083511,95.590408601658439,1.0461300611938703E-2,0.11807162818199911,11.286515182180384,106.21156511295382,9.4151705507448322E-3,0.10817891634548496,11.48985201727726,119.48801075207307,8.36904048955096E-3,9.7860770957485063E-2,11.693188852374135,136.55772657379779,7.3229104283570904E-3,8.7117192017999459E-2,11.89652568747101,159.31734766943075,6.2767803671632209E-3,7.5948179527028148E-2,12.099862522567886,191.18081720331688,5.2306503059693513E-3,6.4353733484571102E-2,12.303199357664761,238.97602150414613,4.18452024477548E-3,5.4712447439832057E-2,13.074963015925771,318.63469533886149,3.1383901835816104E-3,4.3456431069005437E-2,13.846726674186783,477.95204300829226,2.09226012238774E-3,3.0585684372091217E-2,14.618490332447793,955.90408601658453,1.04613006119387E-3,1.6100207349089405E-2,15.390253990708805,null,{"$f":"IF($D122=\"Full\",'Failure Persistence Storage'!AB122,0)","v":0},{"$f":"IF($D122=\"Full\",'Failure Persistence Storage'!AE122,0)","v":0},{"$f":"IF($D122=\"Full\",'Failure Persistence Storage'!AF122,0)","v":0},{"$f":"IF($D122=\"Full\",'Failure Persistence Storage'!AI122,0)","v":0},{"$f":"IF($D122=\"Full\",'Failure Persistence Storage'!AJ122,0)","v":0},{"$f":"IF($D122=\"Full\",'Failure Persistence Storage'!AM122,0)","v":0},{"$f":"IF($D122=\"Full\",'Failure Persistence Storage'!AN122,0)","v":0},{"$f":"IF($D122=\"Full\",'Failure Persistence Storage'!AQ122,0)","v":0},{"$f":"IF($D122=\"Full\",'Failure Persistence Storage'!AR122,0)","v":0},{"$f":"IF($D122=\"Full\",'Failure Persistence Storage'!AU122,0)","v":0},{"$f":"IF($D122=\"Full\",'Failure Persistence Storage'!AV122,0)","v":0},{"$f":"IF($D122=\"Full\",'Failure Persistence Storage'!AY122,0)","v":0},{"$f":"IF($D122=\"Full\",'Failure Persistence Storage'!AZ122,0)","v":0},{"$f":"IF($D122=\"Full\",'Failure Persistence Storage'!BC122,0)","v":0},{"$f":"IF($D122=\"Full\",'Failure Persistence Storage'!BD122,0)","v":0},{"$f":"IF($D122=\"Full\",'Failure Persistence Storage'!BG122,0)","v":0},{"$f":"IF($D122=\"Full\",'Failure Persistence Storage'!BH122,0)","v":0},{"$f":"IF($D122=\"Full\",'Failure Persistence Storage'!BK122,0)","v":0},{"$f":"IF($D122=\"Full\",'Failure Persistence Storage'!BL122,0)","v":0},{"$f":"IF($D122=\"Full\",'Failure Persistence Storage'!BO122,0)","v":0},{"$f":"IF($D122=\"Full\",'Failure Persistence Storage'!BP122,0)","v":0},{"$f":"IF($D122=\"Full\",'Failure Persistence Storage'!BS122,0)","v":0},{"$f":"IF($D122=\"Full\",'Failure Persistence Storage'!BT122,0)","v":0},{"$f":"IF($D122=\"Full\",'Failure Persistence Storage'!BW122,0)","v":0},{"$f":"IF($D122=\"Full\",'Failure Persistence Storage'!BX122,0)","v":0},{"$f":"IF($D122=\"Full\",'Failure Persistence Storage'!CA122,0)","v":0},{"$f":"IF($D122=\"Full\",'Failure Persistence Storage'!CB122,0)","v":0},{"$f":"IF($D122=\"Full\",'Failure Persistence Storage'!CE122,0)","v":0},{"$f":"IF($D122=\"Full\",'Failure Persistence Storage'!CF122,0)","v":0},{"$f":"IF($D122=\"Full\",'Failure Persistence Storage'!CI122,0)","v":0},{"$f":"IF($D122=\"Full\",'Failure Persistence Storage'!CJ122,0)","v":0},{"$f":"IF($D122=\"Full\",'Failure Persistence Storage'!CM122,0)","v":0},{"$f":"IF($D122=\"Full\",'Failure Persistence Storage'!CN122,0)","v":0},{"$f":"IF($D122=\"Full\",'Failure Persistence Storage'!CQ122,0)","v":0},{"$f":"IF($D122=\"Full\",'Failure Persistence Storage'!CR122,0)","v":0},{"$f":"IF($D122=\"Full\",'Failure Persistence Storage'!CU122,0)","v":0},{"$f":"IF($D122=\"Full\",'Failure Persistence Storage'!CV122,0)","v":0},{"$f":"IF($D122=\"Full\",'Failure Persistence Storage'!CY122,0)","v":0},{"$f":"IF($D122=\"Full\",'Failure Persistence Storage'!CZ122,0)","v":0},{"$f":"IF($D122=\"Full\",'Failure Persistence Storage'!DC122,0)","v":0},{"$f":"IF($D122=\"Full\",'Failure Persistence Storage'!DD122,0)","v":0},{"$f":"IF($D122=\"Full\",'Failure Persistence Storage'!DG122,0)","v":0},{"$f":"IF($D122=\"Full\",'Failure Persistence Storage'!DH122,0)","v":0},{"$f":"IF($D122=\"Full\",'Failure Persistence Storage'!DK122,0)","v":0},{"$f":"IF($D122=\"Full\",'Failure Persistence Storage'!DL122,0)","v":0},{"$f":"IF($D122=\"Full\",'Failure Persistence Storage'!DO122,0)","v":0},{"$f":"IF($D122=\"Full\",'Failure Persistence Storage'!DP122,0)","v":0},{"$f":"IF($D122=\"Full\",'Failure Persistence Storage'!DS122,0)","v":0},{"$f":"IF($D122=\"Full\",'Failure Persistence Storage'!DT122,0)","v":0},{"$f":"IF($D122=\"Full\",'Failure Persistence Storage'!DW122,0)","v":0},{"$f":"IF($D122=\"Full\",'Failure Persistence Storage'!DX122,0)","v":0},{"$f":"IF($D122=\"Full\",'Failure Persistence Storage'!EA122,0)","v":0},{"$f":"IF($D122=\"Full\",'Failure Persistence Storage'!EB122,0)","v":0},{"$f":"IF($D122=\"Full\",'Failure Persistence Storage'!EE122,0)","v":0},{"$f":"IF($D122=\"Full\",'Failure Persistence Storage'!EF122,0)","v":0},{"$f":"IF($D122=\"Full\",'Failure Persistence Storage'!EI122,0)","v":0},{"$f":"IF($D122=\"Full\",'Failure Persistence Storage'!EJ122,0)","v":0},{"$f":"IF($D122=\"Full\",'Failure Persistence Storage'!EM122,0)","v":0},{"$f":"IF($D122=\"Full\",'Failure Persistence Storage'!EN122,0)","v":0},{"$f":"IF($D122=\"Full\",'Failure Persistence Storage'!EQ122,0)","v":0},{"$f":"IF($D122=\"Full\",'Failure Persistence Storage'!ER122,0)","v":0},{"$f":"IF($D122=\"Full\",'Failure Persistence Storage'!EU122,0)","v":0},{"$f":"IF($D122=\"Full\",'Failure Persistence Storage'!EV122,0)","v":0},{"$f":"IF($D122=\"Full\",'Failure Persistence Storage'!EY122,0)","v":0},{"$f":"IF($D122=\"Full\",'Failure Persistence Storage'!EZ122,0)","v":0},{"$f":"IF($D122=\"Full\",'Failure Persistence Storage'!FC122,0)","v":0},{"$f":"IF($D122=\"Full\",'Failure Persistence Storage'!FD122,0)","v":0},{"$f":"IF($D122=\"Full\",'Failure Persistence Storage'!FG122,0)","v":0},{"$f":"IF($D122=\"Full\",'Failure Persistence Storage'!FH122,0)","v":0},{"$f":"IF($D122=\"Full\",'Failure Persistence Storage'!FK122,0)","v":0},{"$f":"IF($D122=\"Full\",'Failure Persistence Storage'!FL122,0)","v":0},{"$f":"IF($D122=\"Full\",'Failure Persistence Storage'!FO122,0)","v":0},{"$f":"IF($D122=\"Full\",'Failure Persistence Storage'!FP122,0)","v":0},{"$f":"IF($D122=\"Full\",'Failure Persistence Storage'!FS122,0)","v":0},{"$f":"IF($D122=\"Full\",'Failure Persistence Storage'!FT122,0)","v":0},{"$f":"IF($D122=\"Full\",'Failure Persistence Storage'!FW122,0)","v":0},{"$f":"IF($D122=\"Full\",'Failure Persistence Storage'!FX122,0)","v":0},{"$f":"IF($D122=\"Full\",'Failure Persistence Storage'!GA122,0)","v":0},{"$f":"IF($D122=\"Full\",'Failure Persistence Storage'!GB122,0)","v":0},{"$f":"IF($D122=\"Full\",'Failure Persistence Storage'!GE122,0)","v":0},{"$f":"IF($D122=\"Full\",'Failure Persistence Storage'!GF122,0)","v":0},{"$f":"IF($D122=\"Full\",'Failure Persistence Storage'!GI122,0)","v":0},{"$f":"IF($D122=\"Full\",'Failure Persistence Storage'!GJ122,0)","v":0},{"$f":"IF($D122=\"Full\",'Failure Persistence Storage'!GM122,0)","v":0},{"$f":"IF($D122=\"Full\",'Failure Persistence Storage'!GN122,0)","v":0},{"$f":"IF($D122=\"Full\",'Failure Persistence Storage'!GQ122,0)","v":0},{"$f":"IF($D122=\"Full\",'Failure Persistence Storage'!GR122,0)","v":0},{"$f":"IF($D122=\"Full\",'Failure Persistence Storage'!GU122,0)","v":0},{"$f":"IF($D122=\"Full\",'Failure Persistence Storage'!GV122,0)","v":0},{"$f":"IF($D122=\"Full\",'Failure Persistence Storage'!GY122,0)","v":0},{"$f":"IF($D122=\"Full\",'Failure Persistence Storage'!GZ122,0)","v":0},{"$f":"IF($D122=\"Full\",'Failure Persistence Storage'!HC122,0)","v":0},{"$f":"IF($D122=\"Full\",'Failure Persistence Storage'!HD122,0)","v":0},{"$f":"IF($D122=\"Full\",'Failure Persistence Storage'!HG122,0)","v":0},{"$f":"IF($D122=\"Full\",'Failure Persistence Storage'!HH122,0)","v":0},{"$f":"IF($D122=\"Full\",'Failure Persistence Storage'!HK122,0)","v":0},{"$f":"IF($D122=\"Full\",'Failure Persistence Storage'!HL122,0)","v":0},{"$f":"IF($D122=\"Full\",'Failure Persistence Storage'!HO122,0)","v":0}]
[null,8,"Pipe","Part",300,7.2519999999999998,"MS",{"$f":"72-2019+C38","v":89},3.7296399444368797E-3,3.6613838660475615,8.2364626557272551,14.232608503317287,null,null,null,null,null,null,null,null,null,null,null,null,null,null,null,273.59428214708612,3.6550471455481415E-3,5.3530122593412636E-3,1.4645535464190247,279.2941630251504,3.5804543466594041E-3,1.0487534222382884E-2,2.9291070928380494,285.23659202568552,3.5058615477706664E-3,1.3192740303309811E-2,3.7630522835959992,291.43738750450473,3.4312687488819295E-3,1.3609747028876198E-2,3.9663891186928746,297.91377389349373,3.3566759499931917E-3,1.3996418827148477E-2,4.16972595378975,304.68454148198225,3.2820831511044539E-3,1.4352755698126643E-2,4.3730627888866245,311.7702284931911,3.2074903522157166E-3,1.4678757641810709E-2,4.5763996239834999,319.19332917160045,3.1328975533269788E-3,1.4974424658200664E-2,4.7797364590803753,326.97853232212725,3.0583047544382415E-3,1.5239756747296516E-2,4.9830732941772506,335.15299563018038,2.9837119555495045E-3,1.5474753909098261E-2,5.186410129274126,343.74666218480047,2.9091191566607659E-3,1.5679416143605893E-2,5.3897469643710014,352.79262697913731,2.8345263577720286E-3,1.585374345081942E-2,5.5930837994678768,362.32756284343833,2.7599335588832908E-3,1.5997735830738841E-2,5.7964206345647522,372.39221736686716,2.6853407599945534E-3,1.6111393283364153E-2,5.9997574696616276,383.03199500592046,2.6107479611058161E-3,1.6194715808695363E-2,6.203094304758503,394.29764191785938,2.5361551622170779E-3,1.6247703406732456E-2,6.4064311398553775,406.24605530930967,2.4615623633283405E-3,1.6270356077475446E-2,6.6097679749522529,418.94124453772554,2.3869695644396032E-3,1.6262673820924334E-2,6.8131048100491283,432.45547823249092,2.3123767655508654E-3,1.6224656637079109E-2,7.0164416451460037,446.87066084024065,2.2377839666621276E-3,1.6156304525939778E-2,7.219778480242879,462.27999397266268,2.1631911677733903E-3,1.6057617487506341E-2,7.4231153153397536,478.78999375740068,2.0885983688846525E-3,1.5928595521778794E-2,7.6264521504366289,496.52295648915617,2.0140055699959152E-3,1.5769238628757145E-2,7.8297889855335043,515.61999327720071,1.9394127711071774E-3,1.5579546808441383E-2,8.0331258206303797,536.24479300828864,1.8648199722184401E-3,1.535952006083152E-2,8.2364626557272551,558.58832605030079,1.7902271733297021E-3,1.5109158385927543E-2,8.4397994908241305,582.87477500900945,1.7156343744409647E-3,1.4828461783729463E-2,8.6431363259210059,609.3690829639645,1.641041575552227E-3,1.4517430254237273E-2,8.8464731610178813,638.38665834320091,1.5664487766634894E-3,1.4176063797450978E-2,9.0498099961147567,670.30599126036077,1.4918559777747523E-3,1.380436241337058E-2,9.2531468312116321,705.58525395827462,1.4172631788860143E-3,1.3402326101996067E-2,9.4564836663085075,744.78443473373432,1.3426703799972767E-3,1.2969954863327447E-2,9.6598205014053811,788.59528383571876,1.2680775811085389E-3,1.2507248697364724E-2,9.8631573365022582,837.88248907545108,1.1934847822198016E-3,1.2014207604107891E-2,10.066494171599132,893.74132168048129,1.1188919833310638E-3,1.1490831583556953E-2,10.269831006696009,957.57998751480136,1.0442991844423263E-3,1.0937120635711905E-2,10.473167841792883,1031.2399865544014,9.697063855535887E-4,1.0353074760572754E-2,10.67650467688976,1117.1766521006016,8.9511358666485104E-4,9.738693958139491E-3,10.879841511986633,1218.738165927929,8.2052078777611348E-4,9.0939782284121234E-3,11.083178347083509,1340.6119825207215,7.4592798888737614E-4,8.4189275713906515E-3,11.286515182180384,1489.5688694674686,6.7133518999863836E-4,7.7135419870750675E-3,11.48985201727726,1675.7649781509022,5.967423911099008E-4,6.9778214754653784E-3,11.693188852374135,1915.1599750296027,5.2214959222116313E-4,6.2117660365615807E-3,11.89652568747101,2234.3533042012032,4.4755679333242552E-4,5.4153756703636761E-3,12.099862522567886,2681.2239650414431,3.7296399444368807E-4,4.5886503768716664E-3,12.303199357664761,3351.5299563018043,2.983711955549504E-4,3.9011923468985324E-3,13.074963015925771,4468.7066084024063,2.2377839666621276E-4,3.0985982942247988E-3,13.846726674186781,6703.0599126036086,1.491855977774752E-4,2.1808682188504663E-3,14.618490332447793,13406.119825207217,7.45927988887376E-5,1.148002120775533E-3,15.390253990708803,null,{"$f":"IF($D123=\"Full\",'Failure Persistence Storage'!AB123,0)","v":0},{"$f":"IF($D123=\"Full\",'Failure Persistence Storage'!AE123,0)","v":0},{"$f":"IF($D123=\"Full\",'Failure Persistence Storage'!AF123,0)","v":0},{"$f":"IF($D123=\"Full\",'Failure Persistence Storage'!AI123,0)","v":0},{"$f":"IF($D123=\"Full\",'Failure Persistence Storage'!AJ123,0)","v":0},{"$f":"IF($D123=\"Full\",'Failure Persistence Storage'!AM123,0)","v":0},{"$f":"IF($D123=\"Full\",'Failure Persistence Storage'!AN123,0)","v":0},{"$f":"IF($D123=\"Full\",'Failure Persistence Storage'!AQ123,0)","v":0},{"$f":"IF($D123=\"Full\",'Failure Persistence Storage'!AR123,0)","v":0},{"$f":"IF($D123=\"Full\",'Failure Persistence Storage'!AU123,0)","v":0},{"$f":"IF($D123=\"Full\",'Failure Persistence Storage'!AV123,0)","v":0},{"$f":"IF($D123=\"Full\",'Failure Persistence Storage'!AY123,0)","v":0},{"$f":"IF($D123=\"Full\",'Failure Persistence Storage'!AZ123,0)","v":0},{"$f":"IF($D123=\"Full\",'Failure Persistence Storage'!BC123,0)","v":0},{"$f":"IF($D123=\"Full\",'Failure Persistence Storage'!BD123,0)","v":0},{"$f":"IF($D123=\"Full\",'Failure Persistence Storage'!BG123,0)","v":0},{"$f":"IF($D123=\"Full\",'Failure Persistence Storage'!BH123,0)","v":0},{"$f":"IF($D123=\"Full\",'Failure Persistence Storage'!BK123,0)","v":0},{"$f":"IF($D123=\"Full\",'Failure Persistence Storage'!BL123,0)","v":0},{"$f":"IF($D123=\"Full\",'Failure Persistence Storage'!BO123,0)","v":0},{"$f":"IF($D123=\"Full\",'Failure Persistence Storage'!BP123,0)","v":0},{"$f":"IF($D123=\"Full\",'Failure Persistence Storage'!BS123,0)","v":0},{"$f":"IF($D123=\"Full\",'Failure Persistence Storage'!BT123,0)","v":0},{"$f":"IF($D123=\"Full\",'Failure Persistence Storage'!BW123,0)","v":0},{"$f":"IF($D123=\"Full\",'Failure Persistence Storage'!BX123,0)","v":0},{"$f":"IF($D123=\"Full\",'Failure Persistence Storage'!CA123,0)","v":0},{"$f":"IF($D123=\"Full\",'Failure Persistence Storage'!CB123,0)","v":0},{"$f":"IF($D123=\"Full\",'Failure Persistence Storage'!CE123,0)","v":0},{"$f":"IF($D123=\"Full\",'Failure Persistence Storage'!CF123,0)","v":0},{"$f":"IF($D123=\"Full\",'Failure Persistence Storage'!CI123,0)","v":0},{"$f":"IF($D123=\"Full\",'Failure Persistence Storage'!CJ123,0)","v":0},{"$f":"IF($D123=\"Full\",'Failure Persistence Storage'!CM123,0)","v":0},{"$f":"IF($D123=\"Full\",'Failure Persistence Storage'!CN123,0)","v":0},{"$f":"IF($D123=\"Full\",'Failure Persistence Storage'!CQ123,0)","v":0},{"$f":"IF($D123=\"Full\",'Failure Persistence Storage'!CR123,0)","v":0},{"$f":"IF($D123=\"Full\",'Failure Persistence Storage'!CU123,0)","v":0},{"$f":"IF($D123=\"Full\",'Failure Persistence Storage'!CV123,0)","v":0},{"$f":"IF($D123=\"Full\",'Failure Persistence Storage'!CY123,0)","v":0},{"$f":"IF($D123=\"Full\",'Failure Persistence Storage'!CZ123,0)","v":0},{"$f":"IF($D123=\"Full\",'Failure Persistence Storage'!DC123,0)","v":0},{"$f":"IF($D123=\"Full\",'Failure Persistence Storage'!DD123,0)","v":0},{"$f":"IF($D123=\"Full\",'Failure Persistence Storage'!DG123,0)","v":0},{"$f":"IF($D123=\"Full\",'Failure Persistence Storage'!DH123,0)","v":0},{"$f":"IF($D123=\"Full\",'Failure Persistence Storage'!DK123,0)","v":0},{"$f":"IF($D123=\"Full\",'Failure Persistence Storage'!DL123,0)","v":0},{"$f":"IF($D123=\"Full\",'Failure Persistence Storage'!DO123,0)","v":0},{"$f":"IF($D123=\"Full\",'Failure Persistence Storage'!DP123,0)","v":0},{"$f":"IF($D123=\"Full\",'Failure Persistence Storage'!DS123,0)","v":0},{"$f":"IF($D123=\"Full\",'Failure Persistence Storage'!DT123,0)","v":0},{"$f":"IF($D123=\"Full\",'Failure Persistence Storage'!DW123,0)","v":0},{"$f":"IF($D123=\"Full\",'Failure Persistence Storage'!DX123,0)","v":0},{"$f":"IF($D123=\"Full\",'Failure Persistence Storage'!EA123,0)","v":0},{"$f":"IF($D123=\"Full\",'Failure Persistence Storage'!EB123,0)","v":0},{"$f":"IF($D123=\"Full\",'Failure Persistence Storage'!EE123,0)","v":0},{"$f":"IF($D123=\"Full\",'Failure Persistence Storage'!EF123,0)","v":0},{"$f":"IF($D123=\"Full\",'Failure Persistence Storage'!EI123,0)","v":0},{"$f":"IF($D123=\"Full\",'Failure Persistence Storage'!EJ123,0)","v":0},{"$f":"IF($D123=\"Full\",'Failure Persistence Storage'!EM123,0)","v":0},{"$f":"IF($D123=\"Full\",'Failure Persistence Storage'!EN123,0)","v":0},{"$f":"IF($D123=\"Full\",'Failure Persistence Storage'!EQ123,0)","v":0},{"$f":"IF($D123=\"Full\",'Failure Persistence Storage'!ER123,0)","v":0},{"$f":"IF($D123=\"Full\",'Failure Persistence Storage'!EU123,0)","v":0},{"$f":"IF($D123=\"Full\",'Failure Persistence Storage'!EV123,0)","v":0},{"$f":"IF($D123=\"Full\",'Failure Persistence Storage'!EY123,0)","v":0},{"$f":"IF($D123=\"Full\",'Failure Persistence Storage'!EZ123,0)","v":0},{"$f":"IF($D123=\"Full\",'Failure Persistence Storage'!FC123,0)","v":0},{"$f":"IF($D123=\"Full\",'Failure Persistence Storage'!FD123,0)","v":0},{"$f":"IF($D123=\"Full\",'Failure Persistence Storage'!FG123,0)","v":0},{"$f":"IF($D123=\"Full\",'Failure Persistence Storage'!FH123,0)","v":0},{"$f":"IF($D123=\"Full\",'Failure Persistence Storage'!FK123,0)","v":0},{"$f":"IF($D123=\"Full\",'Failure Persistence Storage'!FL123,0)","v":0},{"$f":"IF($D123=\"Full\",'Failure Persistence Storage'!FO123,0)","v":0},{"$f":"IF($D123=\"Full\",'Failure Persistence Storage'!FP123,0)","v":0},{"$f":"IF($D123=\"Full\",'Failure Persistence Storage'!FS123,0)","v":0},{"$f":"IF($D123=\"Full\",'Failure Persistence Storage'!FT123,0)","v":0},{"$f":"IF($D123=\"Full\",'Failure Persistence Storage'!FW123,0)","v":0},{"$f":"IF($D123=\"Full\",'Failure Persistence Storage'!FX123,0)","v":0},{"$f":"IF($D123=\"Full\",'Failure Persistence Storage'!GA123,0)","v":0},{"$f":"IF($D123=\"Full\",'Failure Persistence Storage'!GB123,0)","v":0},{"$f":"IF($D123=\"Full\",'Failure Persistence Storage'!GE123,0)","v":0},{"$f":"IF($D123=\"Full\",'Failure Persistence Storage'!GF123,0)","v":0},{"$f":"IF($D123=\"Full\",'Failure Persistence Storage'!GI123,0)","v":0},{"$f":"IF($D123=\"Full\",'Failure Persistence Storage'!GJ123,0)","v":0},{"$f":"IF($D123=\"Full\",'Failure Persistence Storage'!GM123,0)","v":0},{"$f":"IF($D123=\"Full\",'Failure Persistence Storage'!GN123,0)","v":0},{"$f":"IF($D123=\"Full\",'Failure Persistence Storage'!GQ123,0)","v":0},{"$f":"IF($D123=\"Full\",'Failure Persistence Storage'!GR123,0)","v":0},{"$f":"IF($D123=\"Full\",'Failure Persistence Storage'!GU123,0)","v":0},{"$f":"IF($D123=\"Full\",'Failure Persistence Storage'!GV123,0)","v":0},{"$f":"IF($D123=\"Full\",'Failure Persistence Storage'!GY123,0)","v":0},{"$f":"IF($D123=\"Full\",'Failure Persistence Storage'!GZ123,0)","v":0},{"$f":"IF($D123=\"Full\",'Failure Persistence Storage'!HC123,0)","v":0},{"$f":"IF($D123=\"Full\",'Failure Persistence Storage'!HD123,0)","v":0},{"$f":"IF($D123=\"Full\",'Failure Persistence Storage'!HG123,0)","v":0},{"$f":"IF($D123=\"Full\",'Failure Persistence Storage'!HH123,0)","v":0},{"$f":"IF($D123=\"Full\",'Failure Persistence Storage'!HK123,0)","v":0},{"$f":"IF($D123=\"Full\",'Failure Persistence Storage'!HL123,0)","v":0},{"$f":"IF($D123=\"Full\",'Failure Persistence Storage'!HO123,0)","v":0}]
[null,null,null,null,null,null,null,null,{"$f":"IF(C124=\"Valve\",0.002,IF(C124=\"Pipe\",IF(G124=\"PVC\",IF(H124<C$38-1986,2.4287*EXP(0.0206*H124),16.746*EXP(0.047*H124)),IF(G124=\"AC\",IF(E124<150,1.6*EXP(0.0526*H124),IF(E124<200,0.9585*EXP(0.0562*H124),IF(E124<300,0.95*EXP(0.0511*H124),0.1749*EXP(0.0701*H124)))),IF(G124=\"DI\",IF(E124<150,1.6*EXP(0.0285*H124),IF(E124<200,1.5302*EXP(0.0264*H124),IF(E124<300,0.95*EXP(0.031*H124),0.7*EXP(0.0327*H124)))),IF(G124=\"MS\",IF(E124<150,3.7022*EXP(0.0673*H124),IF(E124<200,1.8319*EXP(0.0592*H124),IF(E124<300,1.5626*EXP(0.0409*H124),IF(E124<400,1.35*EXP(0.0409*H124),0.55*EXP(0.0136*H124))))),IF(G124=\"CI\",IF(E124<150,IF(H124<C$38-1951,9.4549*EXP(0.0284*H124),0.15*EXP(0.0518*H124)),IF(E124<200,IF(H124<C$38-1951,8.4483*EXP(0.0279*H124),0.1*EXP(0.0529*H124)),IF(E124<300,IF(H124<C$38-1941,3.3385*EXP(0.0307*H124),0.05*EXP(0.0526*H124)),IF(E124>=300,IF(H124<C$38-1941,3.3*EXP(0.0292*H124),0.05*EXP(0.0491*H124)))))))))))*F124/100000,\" \"))","v":" "},{"$f":"IF(E124>0,(16.46422001685-14.62447203985*EXP(-0.0000160509317449*(E124^1.58185552616))),\" \")","v":" "},{"$f":"IF(E124>0,(21.94905229466-21.235810579596*EXP(-0.000516425232405*(E124^1.18195509065))),\" \")","v":" "},{"$f":"IF(E124>0,(27.905851492255-27.5285572886*EXP(-0.00442683880468*(E124^0.887671409005))),\" \")","v":" "},null,null,null,null,null,null,null,null,null,null,null,null,null,null,null," "," "," "," "," "," "," "," "," "," "," "," "," "," "," "," "," "," "," "," "," "," "," "," "," "," "," "," "," "," "," "," "," "," "," "," "," "," "," "," "," "," "," "," "," "," "," "," "," "," "," "," "," "," "," "," "," "," "," "," "," "," "," "," "," "," "," "," "," "," "," "," "," "," "," "," "," "," "," "," "," "," "," "," "," "," "," "," "," "," "," "," "," "," "," "," "," "," "," "," "," "," "," "," "," "," "," "," "," "," "," "," "," "," "," "," "," "," "," "," "," "," "," "," "," "," "," "," "," "," "," "," "," "," "," "," "," "," "," "," "," "," "," "," "," "," "," "," "," "," "," "," "," "," "," "," "," "," "," "," "," "," "," "," "," "," "," "," "," "," "," "," "," "," "," "," "," "," "," "," "," "," "," "," "," "," "," "," "," "," "," "," "," "," "," "," ",null,{"$f":"IF($D124=\"Full\",'Failure Persistence Storage'!AB124,0)","v":0},{"$f":"IF($D124=\"Full\",'Failure Persistence Storage'!AE124,0)","v":0},{"$f":"IF($D124=\"Full\",'Failure Persistence Storage'!AF124,0)","v":0},{"$f":"IF($D124=\"Full\",'Failure Persistence Storage'!AI124,0)","v":0},{"$f":"IF($D124=\"Full\",'Failure Persistence Storage'!AJ124,0)","v":0},{"$f":"IF($D124=\"Full\",'Failure Persistence Storage'!AM124,0)","v":0},{"$f":"IF($D124=\"Full\",'Failure Persistence Storage'!AN124,0)","v":0},{"$f":"IF($D124=\"Full\",'Failure Persistence Storage'!AQ124,0)","v":0},{"$f":"IF($D124=\"Full\",'Failure Persistence Storage'!AR124,0)","v":0},{"$f":"IF($D124=\"Full\",'Failure Persistence Storage'!AU124,0)","v":0},{"$f":"IF($D124=\"Full\",'Failure Persistence Storage'!AV124,0)","v":0},{"$f":"IF($D124=\"Full\",'Failure Persistence Storage'!AY124,0)","v":0},{"$f":"IF($D124=\"Full\",'Failure Persistence Storage'!AZ124,0)","v":0},{"$f":"IF($D124=\"Full\",'Failure Persistence Storage'!BC124,0)","v":0},{"$f":"IF($D124=\"Full\",'Failure Persistence Storage'!BD124,0)","v":0},{"$f":"IF($D124=\"Full\",'Failure Persistence Storage'!BG124,0)","v":0},{"$f":"IF($D124=\"Full\",'Failure Persistence Storage'!BH124,0)","v":0},{"$f":"IF($D124=\"Full\",'Failure Persistence Storage'!BK124,0)","v":0},{"$f":"IF($D124=\"Full\",'Failure Persistence Storage'!BL124,0)","v":0},{"$f":"IF($D124=\"Full\",'Failure Persistence Storage'!BO124,0)","v":0},{"$f":"IF($D124=\"Full\",'Failure Persistence Storage'!BP124,0)","v":0},{"$f":"IF($D124=\"Full\",'Failure Persistence Storage'!BS124,0)","v":0},{"$f":"IF($D124=\"Full\",'Failure Persistence Storage'!BT124,0)","v":0},{"$f":"IF($D124=\"Full\",'Failure Persistence Storage'!BW124,0)","v":0},{"$f":"IF($D124=\"Full\",'Failure Persistence Storage'!BX124,0)","v":0},{"$f":"IF($D124=\"Full\",'Failure Persistence Storage'!CA124,0)","v":0},{"$f":"IF($D124=\"Full\",'Failure Persistence Storage'!CB124,0)","v":0},{"$f":"IF($D124=\"Full\",'Failure Persistence Storage'!CE124,0)","v":0},{"$f":"IF($D124=\"Full\",'Failure Persistence Storage'!CF124,0)","v":0},{"$f":"IF($D124=\"Full\",'Failure Persistence Storage'!CI124,0)","v":0},{"$f":"IF($D124=\"Full\",'Failure Persistence Storage'!CJ124,0)","v":0},{"$f":"IF($D124=\"Full\",'Failure Persistence Storage'!CM124,0)","v":0},{"$f":"IF($D124=\"Full\",'Failure Persistence Storage'!CN124,0)","v":0},{"$f":"IF($D124=\"Full\",'Failure Persistence Storage'!CQ124,0)","v":0},{"$f":"IF($D124=\"Full\",'Failure Persistence Storage'!CR124,0)","v":0},{"$f":"IF($D124=\"Full\",'Failure Persistence Storage'!CU124,0)","v":0},{"$f":"IF($D124=\"Full\",'Failure Persistence Storage'!CV124,0)","v":0},{"$f":"IF($D124=\"Full\",'Failure Persistence Storage'!CY124,0)","v":0},{"$f":"IF($D124=\"Full\",'Failure Persistence Storage'!CZ124,0)","v":0},{"$f":"IF($D124=\"Full\",'Failure Persistence Storage'!DC124,0)","v":0},{"$f":"IF($D124=\"Full\",'Failure Persistence Storage'!DD124,0)","v":0},{"$f":"IF($D124=\"Full\",'Failure Persistence Storage'!DG124,0)","v":0},{"$f":"IF($D124=\"Full\",'Failure Persistence Storage'!DH124,0)","v":0},{"$f":"IF($D124=\"Full\",'Failure Persistence Storage'!DK124,0)","v":0},{"$f":"IF($D124=\"Full\",'Failure Persistence Storage'!DL124,0)","v":0},{"$f":"IF($D124=\"Full\",'Failure Persistence Storage'!DO124,0)","v":0},{"$f":"IF($D124=\"Full\",'Failure Persistence Storage'!DP124,0)","v":0},{"$f":"IF($D124=\"Full\",'Failure Persistence Storage'!DS124,0)","v":0},{"$f":"IF($D124=\"Full\",'Failure Persistence Storage'!DT124,0)","v":0},{"$f":"IF($D124=\"Full\",'Failure Persistence Storage'!DW124,0)","v":0},{"$f":"IF($D124=\"Full\",'Failure Persistence Storage'!DX124,0)","v":0},{"$f":"IF($D124=\"Full\",'Failure Persistence Storage'!EA124,0)","v":0},{"$f":"IF($D124=\"Full\",'Failure Persistence Storage'!EB124,0)","v":0},{"$f":"IF($D124=\"Full\",'Failure Persistence Storage'!EE124,0)","v":0},{"$f":"IF($D124=\"Full\",'Failure Persistence Storage'!EF124,0)","v":0},{"$f":"IF($D124=\"Full\",'Failure Persistence Storage'!EI124,0)","v":0},{"$f":"IF($D124=\"Full\",'Failure Persistence Storage'!EJ124,0)","v":0},{"$f":"IF($D124=\"Full\",'Failure Persistence Storage'!EM124,0)","v":0},{"$f":"IF($D124=\"Full\",'Failure Persistence Storage'!EN124,0)","v":0},{"$f":"IF($D124=\"Full\",'Failure Persistence Storage'!EQ124,0)","v":0},{"$f":"IF($D124=\"Full\",'Failure Persistence Storage'!ER124,0)","v":0},{"$f":"IF($D124=\"Full\",'Failure Persistence Storage'!EU124,0)","v":0},{"$f":"IF($D124=\"Full\",'Failure Persistence Storage'!EV124,0)","v":0},{"$f":"IF($D124=\"Full\",'Failure Persistence Storage'!EY124,0)","v":0},{"$f":"IF($D124=\"Full\",'Failure Persistence Storage'!EZ124,0)","v":0},{"$f":"IF($D124=\"Full\",'Failure Persistence Storage'!FC124,0)","v":0},{"$f":"IF($D124=\"Full\",'Failure Persistence Storage'!FD124,0)","v":0},{"$f":"IF($D124=\"Full\",'Failure Persistence Storage'!FG124,0)","v":0},{"$f":"IF($D124=\"Full\",'Failure Persistence Storage'!FH124,0)","v":0},{"$f":"IF($D124=\"Full\",'Failure Persistence Storage'!FK124,0)","v":0},{"$f":"IF($D124=\"Full\",'Failure Persistence Storage'!FL124,0)","v":0},{"$f":"IF($D124=\"Full\",'Failure Persistence Storage'!FO124,0)","v":0},{"$f":"IF($D124=\"Full\",'Failure Persistence Storage'!FP124,0)","v":0},{"$f":"IF($D124=\"Full\",'Failure Persistence Storage'!FS124,0)","v":0},{"$f":"IF($D124=\"Full\",'Failure Persistence Storage'!FT124,0)","v":0},{"$f":"IF($D124=\"Full\",'Failure Persistence Storage'!FW124,0)","v":0},{"$f":"IF($D124=\"Full\",'Failure Persistence Storage'!FX124,0)","v":0},{"$f":"IF($D124=\"Full\",'Failure Persistence Storage'!GA124,0)","v":0},{"$f":"IF($D124=\"Full\",'Failure Persistence Storage'!GB124,0)","v":0},{"$f":"IF($D124=\"Full\",'Failure Persistence Storage'!GE124,0)","v":0},{"$f":"IF($D124=\"Full\",'Failure Persistence Storage'!GF124,0)","v":0},{"$f":"IF($D124=\"Full\",'Failure Persistence Storage'!GI124,0)","v":0},{"$f":"IF($D124=\"Full\",'Failure Persistence Storage'!GJ124,0)","v":0},{"$f":"IF($D124=\"Full\",'Failure Persistence Storage'!GM124,0)","v":0},{"$f":"IF($D124=\"Full\",'Failure Persistence Storage'!GN124,0)","v":0},{"$f":"IF($D124=\"Full\",'Failure Persistence Storage'!GQ124,0)","v":0},{"$f":"IF($D124=\"Full\",'Failure Persistence Storage'!GR124,0)","v":0},{"$f":"IF($D124=\"Full\",'Failure Persistence Storage'!GU124,0)","v":0},{"$f":"IF($D124=\"Full\",'Failure Persistence Storage'!GV124,0)","v":0},{"$f":"IF($D124=\"Full\",'Failure Persistence Storage'!GY124,0)","v":0},{"$f":"IF($D124=\"Full\",'Failure Persistence Storage'!GZ124,0)","v":0},{"$f":"IF($D124=\"Full\",'Failure Persistence Storage'!HC124,0)","v":0},{"$f":"IF($D124=\"Full\",'Failure Persistence Storage'!HD124,0)","v":0},{"$f":"IF($D124=\"Full\",'Failure Persistence Storage'!HG124,0)","v":0},{"$f":"IF($D124=\"Full\",'Failure Persistence Storage'!HH124,0)","v":0},{"$f":"IF($D124=\"Full\",'Failure Persistence Storage'!HK124,0)","v":0},{"$f":"IF($D124=\"Full\",'Failure Persistence Storage'!HL124,0)","v":0},{"$f":"IF($D124=\"Full\",'Failure Persistence Storage'!HO124,0)","v":0}]
[null,null,null,null,null,null,null,null," ",{"$f":"IF(E125>0,(16.46422001685-14.62447203985*EXP(-0.0000160509317449*(E125^1.58185552616))),\" \")","v":" "},{"$f":"IF(E125>0,(21.94905229466-21.235810579596*EXP(-0.000516425232405*(E125^1.18195509065))),\" \")","v":" "},{"$f":"IF(E125>0,(27.905851492255-27.5285572886*EXP(-0.00442683880468*(E125^0.887671409005))),\" \")","v":" "},null,null,null,null,null,null,null,null,null,null,null,null,null,null,null," "," "," "," "," "," "," "," "," "," "," "," "," "," "," "," "," "," "," "," "," "," "," "," "," "," "," "," "," "," "," "," "," "," "," "," "," "," "," "," "," "," "," "," "," "," "," "," "," "," "," "," "," "," "," "," "," "," "," "," "," "," "," "," "," "," "," "," "," "," "," "," "," "," "," "," "," "," "," "," "," "," "," "," "," "," "," "," "," "," "," "," "," "," "," "," "," "," "," "," "," "," "," "," "," "," "," "," "," "," "," "," "," "," "," "," "," "," "," "," "," "," "," "," "," "," "," "," "," "," "," "," "," "," "," "," "," "," "," "," "," "," "," "," "," "," "," "," "," "," "," "," "," "," "," "," "," "," "," "," "," "," "," "," "," "," "," "," "," "," "," "," "," "," "," "," "," "," "," "," "," "," "," "," "," "," "," "," "," "," "," "," "," "," "," "," ",null,{"$f":"IF($D125=\"Full\",'Failure Persistence Storage'!AB125,0)","v":0},{"$f":"IF($D125=\"Full\",'Failure Persistence Storage'!AE125,0)","v":0},{"$f":"IF($D125=\"Full\",'Failure Persistence Storage'!AF125,0)","v":0},{"$f":"IF($D125=\"Full\",'Failure Persistence Storage'!AI125,0)","v":0},{"$f":"IF($D125=\"Full\",'Failure Persistence Storage'!AJ125,0)","v":0},{"$f":"IF($D125=\"Full\",'Failure Persistence Storage'!AM125,0)","v":0},{"$f":"IF($D125=\"Full\",'Failure Persistence Storage'!AN125,0)","v":0},{"$f":"IF($D125=\"Full\",'Failure Persistence Storage'!AQ125,0)","v":0},{"$f":"IF($D125=\"Full\",'Failure Persistence Storage'!AR125,0)","v":0},{"$f":"IF($D125=\"Full\",'Failure Persistence Storage'!AU125,0)","v":0},{"$f":"IF($D125=\"Full\",'Failure Persistence Storage'!AV125,0)","v":0},{"$f":"IF($D125=\"Full\",'Failure Persistence Storage'!AY125,0)","v":0},{"$f":"IF($D125=\"Full\",'Failure Persistence Storage'!AZ125,0)","v":0},{"$f":"IF($D125=\"Full\",'Failure Persistence Storage'!BC125,0)","v":0},{"$f":"IF($D125=\"Full\",'Failure Persistence Storage'!BD125,0)","v":0},{"$f":"IF($D125=\"Full\",'Failure Persistence Storage'!BG125,0)","v":0},{"$f":"IF($D125=\"Full\",'Failure Persistence Storage'!BH125,0)","v":0},{"$f":"IF($D125=\"Full\",'Failure Persistence Storage'!BK125,0)","v":0},{"$f":"IF($D125=\"Full\",'Failure Persistence Storage'!BL125,0)","v":0},{"$f":"IF($D125=\"Full\",'Failure Persistence Storage'!BO125,0)","v":0},{"$f":"IF($D125=\"Full\",'Failure Persistence Storage'!BP125,0)","v":0},{"$f":"IF($D125=\"Full\",'Failure Persistence Storage'!BS125,0)","v":0},{"$f":"IF($D125=\"Full\",'Failure Persistence Storage'!BT125,0)","v":0},{"$f":"IF($D125=\"Full\",'Failure Persistence Storage'!BW125,0)","v":0},{"$f":"IF($D125=\"Full\",'Failure Persistence Storage'!BX125,0)","v":0},{"$f":"IF($D125=\"Full\",'Failure Persistence Storage'!CA125,0)","v":0},{"$f":"IF($D125=\"Full\",'Failure Persistence Storage'!CB125,0)","v":0},{"$f":"IF($D125=\"Full\",'Failure Persistence Storage'!CE125,0)","v":0},{"$f":"IF($D125=\"Full\",'Failure Persistence Storage'!CF125,0)","v":0},{"$f":"IF($D125=\"Full\",'Failure Persistence Storage'!CI125,0)","v":0},{"$f":"IF($D125=\"Full\",'Failure Persistence Storage'!CJ125,0)","v":0},{"$f":"IF($D125=\"Full\",'Failure Persistence Storage'!CM125,0)","v":0},{"$f":"IF($D125=\"Full\",'Failure Persistence Storage'!CN125,0)","v":0},{"$f":"IF($D125=\"Full\",'Failure Persistence Storage'!CQ125,0)","v":0},{"$f":"IF($D125=\"Full\",'Failure Persistence Storage'!CR125,0)","v":0},{"$f":"IF($D125=\"Full\",'Failure Persistence Storage'!CU125,0)","v":0},{"$f":"IF($D125=\"Full\",'Failure Persistence Storage'!CV125,0)","v":0},{"$f":"IF($D125=\"Full\",'Failure Persistence Storage'!CY125,0)","v":0},{"$f":"IF($D125=\"Full\",'Failure Persistence Storage'!CZ125,0)","v":0},{"$f":"IF($D125=\"Full\",'Failure Persistence Storage'!DC125,0)","v":0},{"$f":"IF($D125=\"Full\",'Failure Persistence Storage'!DD125,0)","v":0},{"$f":"IF($D125=\"Full\",'Failure Persistence Storage'!DG125,0)","v":0},{"$f":"IF($D125=\"Full\",'Failure Persistence Storage'!DH125,0)","v":0},{"$f":"IF($D125=\"Full\",'Failure Persistence Storage'!DK125,0)","v":0},{"$f":"IF($D125=\"Full\",'Failure Persistence Storage'!DL125,0)","v":0},{"$f":"IF($D125=\"Full\",'Failure Persistence Storage'!DO125,0)","v":0},{"$f":"IF($D125=\"Full\",'Failure Persistence Storage'!DP125,0)","v":0},{"$f":"IF($D125=\"Full\",'Failure Persistence Storage'!DS125,0)","v":0},{"$f":"IF($D125=\"Full\",'Failure Persistence Storage'!DT125,0)","v":0},{"$f":"IF($D125=\"Full\",'Failure Persistence Storage'!DW125,0)","v":0},{"$f":"IF($D125=\"Full\",'Failure Persistence Storage'!DX125,0)","v":0},{"$f":"IF($D125=\"Full\",'Failure Persistence Storage'!EA125,0)","v":0},{"$f":"IF($D125=\"Full\",'Failure Persistence Storage'!EB125,0)","v":0},{"$f":"IF($D125=\"Full\",'Failure Persistence Storage'!EE125,0)","v":0},{"$f":"IF($D125=\"Full\",'Failure Persistence Storage'!EF125,0)","v":0},{"$f":"IF($D125=\"Full\",'Failure Persistence Storage'!EI125,0)","v":0},{"$f":"IF($D125=\"Full\",'Failure Persistence Storage'!EJ125,0)","v":0},{"$f":"IF($D125=\"Full\",'Failure Persistence Storage'!EM125,0)","v":0},{"$f":"IF($D125=\"Full\",'Failure Persistence Storage'!EN125,0)","v":0},{"$f":"IF($D125=\"Full\",'Failure Persistence Storage'!EQ125,0)","v":0},{"$f":"IF($D125=\"Full\",'Failure Persistence Storage'!ER125,0)","v":0},{"$f":"IF($D125=\"Full\",'Failure Persistence Storage'!EU125,0)","v":0},{"$f":"IF($D125=\"Full\",'Failure Persistence Storage'!EV125,0)","v":0},{"$f":"IF($D125=\"Full\",'Failure Persistence Storage'!EY125,0)","v":0},{"$f":"IF($D125=\"Full\",'Failure Persistence Storage'!EZ125,0)","v":0},{"$f":"IF($D125=\"Full\",'Failure Persistence Storage'!FC125,0)","v":0},{"$f":"IF($D125=\"Full\",'Failure Persistence Storage'!FD125,0)","v":0},{"$f":"IF($D125=\"Full\",'Failure Persistence Storage'!FG125,0)","v":0},{"$f":"IF($D125=\"Full\",'Failure Persistence Storage'!FH125,0)","v":0},{"$f":"IF($D125=\"Full\",'Failure Persistence Storage'!FK125,0)","v":0},{"$f":"IF($D125=\"Full\",'Failure Persistence Storage'!FL125,0)","v":0},{"$f":"IF($D125=\"Full\",'Failure Persistence Storage'!FO125,0)","v":0},{"$f":"IF($D125=\"Full\",'Failure Persistence Storage'!FP125,0)","v":0},{"$f":"IF($D125=\"Full\",'Failure Persistence Storage'!FS125,0)","v":0},{"$f":"IF($D125=\"Full\",'Failure Persistence Storage'!FT125,0)","v":0},{"$f":"IF($D125=\"Full\",'Failure Persistence Storage'!FW125,0)","v":0},{"$f":"IF($D125=\"Full\",'Failure Persistence Storage'!FX125,0)","v":0},{"$f":"IF($D125=\"Full\",'Failure Persistence Storage'!GA125,0)","v":0},{"$f":"IF($D125=\"Full\",'Failure Persistence Storage'!GB125,0)","v":0},{"$f":"IF($D125=\"Full\",'Failure Persistence Storage'!GE125,0)","v":0},{"$f":"IF($D125=\"Full\",'Failure Persistence Storage'!GF125,0)","v":0},{"$f":"IF($D125=\"Full\",'Failure Persistence Storage'!GI125,0)","v":0},{"$f":"IF($D125=\"Full\",'Failure Persistence Storage'!GJ125,0)","v":0},{"$f":"IF($D125=\"Full\",'Failure Persistence Storage'!GM125,0)","v":0},{"$f":"IF($D125=\"Full\",'Failure Persistence Storage'!GN125,0)","v":0},{"$f":"IF($D125=\"Full\",'Failure Persistence Storage'!GQ125,0)","v":0},{"$f":"IF($D125=\"Full\",'Failure Persistence Storage'!GR125,0)","v":0},{"$f":"IF($D125=\"Full\",'Failure Persistence Storage'!GU125,0)","v":0},{"$f":"IF($D125=\"Full\",'Failure Persistence Storage'!GV125,0)","v":0},{"$f":"IF($D125=\"Full\",'Failure Persistence Storage'!GY125,0)","v":0},{"$f":"IF($D125=\"Full\",'Failure Persistence Storage'!GZ125,0)","v":0},{"$f":"IF($D125=\"Full\",'Failure Persistence Storage'!HC125,0)","v":0},{"$f":"IF($D125=\"Full\",'Failure Persistence Storage'!HD125,0)","v":0},{"$f":"IF($D125=\"Full\",'Failure Persistence Storage'!HG125,0)","v":0},{"$f":"IF($D125=\"Full\",'Failure Persistence Storage'!HH125,0)","v":0},{"$f":"IF($D125=\"Full\",'Failure Persistence Storage'!HK125,0)","v":0},{"$f":"IF($D125=\"Full\",'Failure Persistence Storage'!HL125,0)","v":0},{"$f":"IF($D125=\"Full\",'Failure Persistence Storage'!HO125,0)","v":0}]
[null,"Combination of elements",null,{"$f":"IF(OR(D116=\"Part\",D117=\"Part\",D118=\"Part\",D119=\"Part\",D120=\"Part\",D121=\"Part\",D122=\"Part\",D123=\"Part\",D124=\"Part\",D125=\"Part\"),\"Part\",IF(OR(D116=\"Full\",D117=\"Full\",D118=\"Full\",D119=\"Full\",D120=\"Full\",D121=\"Full\",D122=\"Full\",D123=\"Full\",D124=\"Full\",D125=\"Full\"),\"Full\",IF(AND(D116=\" \",D117=\" \",D118=\" \",D119=\" \",D120=\" \",D121=\" \",D122=\" \",D123=\" \",D124=\" \",D125=\" \"),\" \",\" \")))","v":"Part"},null,null,null,null,null,null,null,null,null,null,null,null,null,null,null,null,null,null,null,null,null,null,null,4.8343771542305083,{"$f":"IF($D126=\" \",\" \",SUM(AC116:AC125))","v":0.20685187938324412},{"$f":"IF($D126=\" \",\" \",SUM(AD116:AD125))","v":0.30294565353417047},{"$f":"IF($D126=\" \",\" \",AB126*AD126)","v":1.4645535464190245},{"$f":"IF($D126=\" \",\" \",1/AG126)","v":4.9350933449436436},{"$f":"IF($D126=\" \",\" \",SUM(AG116:AG125))","v":0.20263041245705546},{"$f":"IF($D126=\" \",\" \",SUM(AH116:AH125))","v":0.59352617835266053},{"$f":"IF($D126=\" \",\" \",AF126*AH126)","v":2.9291070928380489},5.0400953310062748,{"$f":"IF($D126=\" \",\" \",SUM(AK116:AK125))","v":0.1984089455308668},{"$f":"IF($D126=\" \",\" \",SUM(AL116:AL125))","v":0.74662323556580257},{"$f":"IF($D126=\" \",\" \",AJ126*AL126)","v":3.7630522835959996},5.1496626208107594,{"$f":"IF($D126=\" \",\" \",SUM(AO116:AO125))","v":0.19418747860467811},{"$f":"IF($D126=\" \",\" \",SUM(AP116:AP125))","v":0.7702231021240008},{"$f":"IF($D126=\" \",\" \",AN126*AP126)","v":3.966389118692875},5.2640995679398861,{"$f":"IF($D126=\" \",\" \",SUM(AS116:AS125))","v":0.1899660116784895},{"$f":"IF($D126=\" \",\" \",SUM(AT116:AT125))","v":0.79210620923372455},{"$f":"IF($D126=\" \",\" \",AR126*AT126)","v":4.16972595378975},5.3837381944839757,{"$f":"IF($D126=\" \",\" \",SUM(AW116:AW125))","v":0.18574454475230082},{"$f":"IF($D126=\" \",\" \",SUM(AX116:AX125))","v":0.81227255689497313},{"$f":"IF($D126=\" \",\" \",AV126*AX126)","v":4.3730627888866254},5.5089414083091839,{"$f":"IF($D126=\" \",\" \",SUM(BA116:BA125))","v":0.18152307782611218},{"$f":"IF($D126=\" \",\" \",SUM(BB116:BB125))","v":0.83072214510774733},{"$f":"IF($D126=\" \",\" \",AZ126*BB126)","v":4.5763996239834999},5.6401066799355917,{"$f":"IF($D126=\" \",\" \",SUM(BE116:BE125))","v":0.17730161089992355},{"$f":"IF($D126=\" \",\" \",SUM(BF116:BF125))","v":0.84745497387204693},{"$f":"IF($D126=\" \",\" \",BD126*BF126)","v":4.7797364590803744},5.7776702574949974,{"$f":"IF($D126=\" \",\" \",SUM(BI116:BI125))","v":0.17308014397373486},{"$f":"IF($D126=\" \",\" \",SUM(BJ116:BJ125))","v":0.86247104318787182},{"$f":"IF($D126=\" \",\" \",BH126*BJ126)","v":4.9830732941772506},5.922112013932372,{"$f":"IF($D126=\" \",\" \",SUM(BM116:BM125))","v":0.16885867704754623},{"$f":"IF($D126=\" \",\" \",SUM(BN116:BN125))","v":0.87577035305522211},{"$f":"IF($D126=\" \",\" \",BL126*BN126)","v":5.186410129274126},6.0739610399306381,{"$f":"IF($D126=\" \",\" \",SUM(BQ116:BQ125))","v":0.16463721012135757},{"$f":"IF($D126=\" \",\" \",SUM(BR116:BR125))","v":0.88735290347409768},{"$f":"IF($D126=\" \",\" \",BP126*BR126)","v":5.3897469643710014},6.2338021199288134,{"$f":"IF($D126=\" \",\" \",SUM(BU116:BU125))","v":0.16041574319516891},{"$f":"IF($D126=\" \",\" \",SUM(BV116:BV125))","v":0.89721869444449853},{"$f":"IF($D126=\" \",\" \",BT126*BV126)","v":5.5930837994678768},6.4022832583052685,{"$f":"IF($D126=\" \",\" \",SUM(BY116:BY125))","v":0.15619427626898022},{"$f":"IF($D126=\" \",\" \",SUM(BZ116:BZ125))","v":0.90536772596642467},{"$f":"IF($D126=\" \",\" \",BX126*BZ126)","v":5.7964206345647531},6.5801244599248587,{"$f":"IF($D126=\" \",\" \",SUM(CC116:CC125))","v":0.15197280934279159},{"$f":"IF($D126=\" \",\" \",SUM(CD116:CD125))","v":0.91179999803987632},{"$f":"IF($D126=\" \",\" \",CB126*CD126)","v":5.9997574696616285},6.7681280159227128,{"$f":"IF($D126=\" \",\" \",SUM(CG116:CG125))","v":0.1477513424166029},{"$f":"IF($D126=\" \",\" \",SUM(CH116:CH125))","v":0.91651551066485326},{"$f":"IF($D126=\" \",\" \",CF126*CH126)","v":6.2030943047585057},6.9671906046263183,{"$f":"IF($D126=\" \",\" \",SUM(CK116:CK125))","v":0.14352987549041432},{"$f":"IF($D126=\" \",\" \",SUM(CL116:CL125))","v":0.91951426384135537},{"$f":"IF($D126=\" \",\" \",CJ126*CL126)","v":6.4064311398553766},7.1783175926452998,{"$f":"IF($D126=\" \",\" \",SUM(CO116:CO125))","v":0.13930840856422563},{"$f":"IF($D126=\" \",\" \",SUM(CP116:CP125))","v":0.92079625756938266},{"$f":"IF($D126=\" \",\" \",CN126*CP126)","v":6.609767974952252},{"$f":"IF($D126=\" \",\" \",1/CS126)","v":7.4026400174154654},{"$f":"IF($D126=\" \",\" \",SUM(CS116:CS125))","v":0.13508694163803697},{"$f":"IF($D126=\" \",\" \",SUM(CT116:CT125))","v":0.92036149184893556},{"$f":"IF($D126=\" \",\" \",CR126*CT126)","v":6.8131048100491283},7.6414348566869323,{"$f":"IF($D126=\" \",\" \",SUM(CW116:CW125))","v":0.13086547471184831},{"$f":"IF($D126=\" \",\" \",SUM(CX116:CX125))","v":0.91820996668001365},{"$f":"IF($D126=\" \",\" \",CV126*CX126)","v":7.0164416451460028},7.8961493519098305,{"$f":"IF($D126=\" \",\" \",SUM(DA116:DA125))","v":0.12664400778565965},{"$f":"IF($D126=\" \",\" \",SUM(DB116:DB125))","v":0.91434168206261723},{"$f":"IF($D126=\" \",\" \",CZ126*DB126)","v":7.219778480242879},8.1684303640446512,{"$f":"IF($D126=\" \",\" \",SUM(DE116:DE125))","v":0.122422540859471},{"$f":"IF($D126=\" \",\" \",SUM(DF116:DF125))","v":0.908756637996746},{"$f":"IF($D126=\" \",\" \",DD126*DF126)","v":7.4231153153397536},8.4601600199033893,{"$f":"IF($D126=\" \",\" \",SUM(DI116:DI125))","v":0.11820107393328234},{"$f":"IF($D126=\" \",\" \",SUM(DJ116:DJ125))","v":0.90145483448240027},{"$f":"IF($D126=\" \",\" \",DH126*DJ126)","v":7.6264521504366298},8.773499279899811,{"$f":"IF($D126=\" \",\" \",SUM(DM116:DM125))","v":0.1139796070070937},{"$f":"IF($D126=\" \",\" \",SUM(DN116:DN125))","v":0.89243627151957972},{"$f":"IF($D126=\" \",\" \",DL126*DN126)","v":7.8297889855335052},9.1109415598959576,{"$f":"IF($D126=\" \",\" \",SUM(DQ116:DQ125))","v":0.10975814008090504},{"$f":"IF($D126=\" \",\" \",SUM(DR116:DR125))","v":0.88170094910828456},{"$f":"IF($D126=\" \",\" \",DP126*DR126)","v":8.0331258206303797},9.4753792222917976,{"$f":"IF($D126=\" \",\" \",SUM(DU116:DU125))","v":0.10553667315471638},{"$f":"IF($D126=\" \",\" \",SUM(DV116:DV125))","v":0.86924886724851458},{"$f":"IF($D126=\" \",\" \",DT126*DV126)","v":8.2364626557272569},9.8701866898872872,{"$f":"IF($D126=\" \",\" \",SUM(DY116:DY125))","v":0.10131520622852773},{"$f":"IF($D126=\" \",\" \",SUM(DZ116:DZ125))","v":0.85508002594026999},{"$f":"IF($D126=\" \",\" \",DX126*DZ126)","v":8.4397994908241287},10.299325241621519,{"$f":"IF($D126=\" \",\" \",SUM(EC116:EC125))","v":9.7093739302339055E-2},{"$f":"IF($D126=\" \",\" \",SUM(ED116:ED125))","v":0.83919442518355081},{"$f":"IF($D126=\" \",\" \",EB126*ED126)","v":8.6431363259210059},10.767476388967951,{"$f":"IF($D126=\" \",\" \",SUM(EG116:EG125))","v":9.2872272376150408E-2},{"$f":"IF($D126=\" \",\" \",SUM(EH116:EH125))","v":0.82159206497835691},{"$f":"IF($D126=\" \",\" \",EF126*EH126)","v":8.8464731610178813},11.280213359871183,{"$f":"IF($D126=\" \",\" \",SUM(EK116:EK125))","v":8.8650805449961775E-2},{"$f":"IF($D126=\" \",\" \",SUM(EL116:EL125))","v":0.80227294532468851},{"$f":"IF($D126=\" \",\" \",EJ126*EL126)","v":9.0498099961147549},11.844224027864744,{"$f":"IF($D126=\" \",\" \",SUM(EO116:EO125))","v":8.4429338523773115E-2},{"$f":"IF($D126=\" \",\" \",SUM(EP116:EP125))","v":0.7812370662225453},{"$f":"IF($D126=\" \",\" \",EN126*EP126)","v":9.2531468312116303},12.467604239857627,{"$f":"IF($D126=\" \",\" \",SUM(ES116:ES125))","v":8.0207871597584454E-2},{"$f":"IF($D126=\" \",\" \",SUM(ET116:ET125))","v":0.75848442767192736},{"$f":"IF($D126=\" \",\" \",ER126*ET126)","v":9.4564836663085075},13.160248919849717,{"$f":"IF($D126=\" \",\" \",SUM(EW116:EW125))","v":7.5986404671395794E-2},{"$f":"IF($D126=\" \",\" \",SUM(EX116:EX125))","v":0.73401502967283472},{"$f":"IF($D126=\" \",\" \",EV126*EX126)","v":9.6598205014053811},13.934381209252637,{"$f":"IF($D126=\" \",\" \",SUM(FA116:FA125))","v":7.1764937745207161E-2},{"$f":"IF($D126=\" \",\" \",SUM(FB116:FB125))","v":0.70782887222526769},{"$f":"IF($D126=\" \",\" \",EZ126*FB126)","v":9.8631573365022565},{"$f":"IF($D126=\" \",\" \",1/FE126)","v":14.805280034830931},{"$f":"IF($D126=\" \",\" \",SUM(FE116:FE125))","v":6.7543470819018486E-2},{"$f":"IF($D126=\" \",\" \",SUM(FF116:FF125))","v":0.67992595532922562},{"$f":"IF($D126=\" \",\" \",FD126*FF126)","v":10.066494171599132},15.792298703819661,{"$f":"IF($D126=\" \",\" \",SUM(FI116:FI125))","v":6.3322003892829826E-2},{"$f":"IF($D126=\" \",\" \",SUM(FJ116:FJ125))","v":0.65030627898470916},{"$f":"IF($D126=\" \",\" \",FH126*FJ126)","v":10.269831006696009},16.920320039806779,{"$f":"IF($D126=\" \",\" \",SUM(FM116:FM125))","v":5.9100536966641172E-2},{"$f":"IF($D126=\" \",\" \",SUM(FN116:FN125))","v":0.61896984319171799},{"$f":"IF($D126=\" \",\" \",FL126*FN126)","v":10.473167841792886},18.221883119791915,{"$f":"IF($D126=\" \",\" \",SUM(FQ116:FQ125))","v":5.4879070040452518E-2},{"$f":"IF($D126=\" \",\" \",SUM(FR116:FR125))","v":0.585916647950252},{"$f":"IF($D126=\" \",\" \",FP126*FR126)","v":10.67650467688976},19.740373379774574,{"$f":"IF($D126=\" \",\" \",SUM(FU116:FU125))","v":5.0657603114263865E-2},{"$f":"IF($D126=\" \",\" \",SUM(FV116:FV125))","v":0.5511466932603114},{"$f":"IF($D126=\" \",\" \",FT126*FV126)","v":10.879841511986633},21.534952777935903,{"$f":"IF($D126=\" \",\" \",SUM(FY116:FY125))","v":4.6436136188075204E-2},{"$f":"IF($D126=\" \",\" \",SUM(FZ116:FZ125))","v":0.51465997912189598},{"$f":"IF($D126=\" \",\" \",FX126*FZ126)","v":11.083178347083507},23.688448055729488,{"$f":"IF($D126=\" \",\" \",SUM(GC116:GC125))","v":4.2214669261886557E-2},{"$f":"IF($D126=\" \",\" \",SUM(GD116:GD125))","v":0.47645650553500629},{"$f":"IF($D126=\" \",\" \",GB126*GD126)","v":11.286515182180386},26.320497839699435,{"$f":"IF($D126=\" \",\" \",SUM(GG116:GG125))","v":3.7993202335697897E-2},{"$f":"IF($D126=\" \",\" \",SUM(GH116:GH125))","v":0.43653627249964155},{"$f":"IF($D126=\" \",\" \",GF126*GH126)","v":11.48985201727726},29.610560069661862,{"$f":"IF($D126=\" \",\" \",SUM(GK116:GK125))","v":3.3771735409509243E-2},{"$f":"IF($D126=\" \",\" \",SUM(GL116:GL125))","v":0.39489928001580238},{"$f":"IF($D126=\" \",\" \",GJ126*GL126)","v":11.693188852374137},33.840640079613557,{"$f":"IF($D126=\" \",\" \",SUM(GO116:GO125))","v":2.9550268483320586E-2},{"$f":"IF($D126=\" \",\" \",SUM(GP116:GP125))","v":0.35154552808348838},{"$f":"IF($D126=\" \",\" \",GN126*GP126)","v":11.89652568747101},39.480746759549149,{"$f":"IF($D126=\" \",\" \",SUM(GS116:GS125))","v":2.5328801557131932E-2},{"$f":"IF($D126=\" \",\" \",SUM(GT116:GT125))","v":0.30647501670269972},{"$f":"IF($D126=\" \",\" \",GR126*GT126)","v":12.099862522567884},47.376896111458976,{"$f":"IF($D126=\" \",\" \",SUM(GW116:GW125))","v":2.1107334630943279E-2},{"$f":"IF($D126=\" \",\" \",SUM(GX116:GX125))","v":0.25968774587343652},{"$f":"IF($D126=\" \",\" \",GV126*GX126)","v":12.303199357664761},59.221120139323723,{"$f":"IF($D126=\" \",\" \",SUM(HA116:HA125))","v":1.6885867704754622E-2},{"$f":"IF($D126=\" \",\" \",SUM(HB116:HB125))","v":0.22078209573148208},{"$f":"IF($D126=\" \",\" \",GZ126*HB126)","v":13.074963015925771},78.961493519098298,{"$f":"IF($D126=\" \",\" \",SUM(HE116:HE125))","v":1.2664400778565966E-2},{"$f":"IF($D126=\" \",\" \",SUM(HF116:HF125))","v":0.1753604960731612},{"$f":"IF($D126=\" \",\" \",HD126*HF126)","v":13.846726674186781},118.44224027864745,{"$f":"IF($D126=\" \",\" \",SUM(HI116:HI125))","v":8.4429338523773108E-3},{"$f":"IF($D126=\" \",\" \",SUM(HJ116:HJ125))","v":0.12342294689847393},{"$f":"IF($D126=\" \",\" \",HH126*HJ126)","v":14.618490332447793},236.88448055729489,{"$f":"IF($D126=\" \",\" \",SUM(HM116:HM125))","v":4.2214669261886554E-3},{"$f":"IF($D126=\" \",\" \",SUM(HN116:HN125))","v":6.4969448207420191E-2},{"$f":"IF($D126=\" \",\" \",HL126*HN126)","v":15.390253990708805},null,{"$f":"IF($D126=\"Full\",'Failure Persistence Storage'!AB126,0)","v":0},{"$f":"IF($D126=\"Full\",'Failure Persistence Storage'!AE126,0)","v":0},{"$f":"IF($D126=\"Full\",'Failure Persistence Storage'!AF126,0)","v":0},{"$f":"IF($D126=\"Full\",'Failure Persistence Storage'!AI126,0)","v":0},{"$f":"IF($D126=\"Full\",'Failure Persistence Storage'!AJ126,0)","v":0},{"$f":"IF($D126=\"Full\",'Failure Persistence Storage'!AM126,0)","v":0},{"$f":"IF($D126=\"Full\",'Failure Persistence Storage'!AN126,0)","v":0},{"$f":"IF($D126=\"Full\",'Failure Persistence Storage'!AQ126,0)","v":0},{"$f":"IF($D126=\"Full\",'Failure Persistence Storage'!AR126,0)","v":0},{"$f":"IF($D126=\"Full\",'Failure Persistence Storage'!AU126,0)","v":0},{"$f":"IF($D126=\"Full\",'Failure Persistence Storage'!AV126,0)","v":0},{"$f":"IF($D126=\"Full\",'Failure Persistence Storage'!AY126,0)","v":0},{"$f":"IF($D126=\"Full\",'Failure Persistence Storage'!AZ126,0)","v":0},{"$f":"IF($D126=\"Full\",'Failure Persistence Storage'!BC126,0)","v":0},{"$f":"IF($D126=\"Full\",'Failure Persistence Storage'!BD126,0)","v":0},{"$f":"IF($D126=\"Full\",'Failure Persistence Storage'!BG126,0)","v":0},{"$f":"IF($D126=\"Full\",'Failure Persistence Storage'!BH126,0)","v":0},{"$f":"IF($D126=\"Full\",'Failure Persistence Storage'!BK126,0)","v":0},{"$f":"IF($D126=\"Full\",'Failure Persistence Storage'!BL126,0)","v":0},{"$f":"IF($D126=\"Full\",'Failure Persistence Storage'!BO126,0)","v":0},{"$f":"IF($D126=\"Full\",'Failure Persistence Storage'!BP126,0)","v":0},{"$f":"IF($D126=\"Full\",'Failure Persistence Storage'!BS126,0)","v":0},{"$f":"IF($D126=\"Full\",'Failure Persistence Storage'!BT126,0)","v":0},{"$f":"IF($D126=\"Full\",'Failure Persistence Storage'!BW126,0)","v":0},{"$f":"IF($D126=\"Full\",'Failure Persistence Storage'!BX126,0)","v":0},{"$f":"IF($D126=\"Full\",'Failure Persistence Storage'!CA126,0)","v":0},{"$f":"IF($D126=\"Full\",'Failure Persistence Storage'!CB126,0)","v":0},{"$f":"IF($D126=\"Full\",'Failure Persistence Storage'!CE126,0)","v":0},{"$f":"IF($D126=\"Full\",'Failure Persistence Storage'!CF126,0)","v":0},{"$f":"IF($D126=\"Full\",'Failure Persistence Storage'!CI126,0)","v":0},{"$f":"IF($D126=\"Full\",'Failure Persistence Storage'!CJ126,0)","v":0},{"$f":"IF($D126=\"Full\",'Failure Persistence Storage'!CM126,0)","v":0},{"$f":"IF($D126=\"Full\",'Failure Persistence Storage'!CN126,0)","v":0},{"$f":"IF($D126=\"Full\",'Failure Persistence Storage'!CQ126,0)","v":0},{"$f":"IF($D126=\"Full\",'Failure Persistence Storage'!CR126,0)","v":0},{"$f":"IF($D126=\"Full\",'Failure Persistence Storage'!CU126,0)","v":0},{"$f":"IF($D126=\"Full\",'Failure Persistence Storage'!CV126,0)","v":0},{"$f":"IF($D126=\"Full\",'Failure Persistence Storage'!CY126,0)","v":0},{"$f":"IF($D126=\"Full\",'Failure Persistence Storage'!CZ126,0)","v":0},{"$f":"IF($D126=\"Full\",'Failure Persistence Storage'!DC126,0)","v":0},{"$f":"IF($D126=\"Full\",'Failure Persistence Storage'!DD126,0)","v":0},{"$f":"IF($D126=\"Full\",'Failure Persistence Storage'!DG126,0)","v":0},{"$f":"IF($D126=\"Full\",'Failure Persistence Storage'!DH126,0)","v":0},{"$f":"IF($D126=\"Full\",'Failure Persistence Storage'!DK126,0)","v":0},{"$f":"IF($D126=\"Full\",'Failure Persistence Storage'!DL126,0)","v":0},{"$f":"IF($D126=\"Full\",'Failure Persistence Storage'!DO126,0)","v":0},{"$f":"IF($D126=\"Full\",'Failure Persistence Storage'!DP126,0)","v":0},{"$f":"IF($D126=\"Full\",'Failure Persistence Storage'!DS126,0)","v":0},{"$f":"IF($D126=\"Full\",'Failure Persistence Storage'!DT126,0)","v":0},{"$f":"IF($D126=\"Full\",'Failure Persistence Storage'!DW126,0)","v":0},{"$f":"IF($D126=\"Full\",'Failure Persistence Storage'!DX126,0)","v":0},{"$f":"IF($D126=\"Full\",'Failure Persistence Storage'!EA126,0)","v":0},{"$f":"IF($D126=\"Full\",'Failure Persistence Storage'!EB126,0)","v":0},{"$f":"IF($D126=\"Full\",'Failure Persistence Storage'!EE126,0)","v":0},{"$f":"IF($D126=\"Full\",'Failure Persistence Storage'!EF126,0)","v":0},{"$f":"IF($D126=\"Full\",'Failure Persistence Storage'!EI126,0)","v":0},{"$f":"IF($D126=\"Full\",'Failure Persistence Storage'!EJ126,0)","v":0},{"$f":"IF($D126=\"Full\",'Failure Persistence Storage'!EM126,0)","v":0},{"$f":"IF($D126=\"Full\",'Failure Persistence Storage'!EN126,0)","v":0},{"$f":"IF($D126=\"Full\",'Failure Persistence Storage'!EQ126,0)","v":0},{"$f":"IF($D126=\"Full\",'Failure Persistence Storage'!ER126,0)","v":0},{"$f":"IF($D126=\"Full\",'Failure Persistence Storage'!EU126,0)","v":0},{"$f":"IF($D126=\"Full\",'Failure Persistence Storage'!EV126,0)","v":0},{"$f":"IF($D126=\"Full\",'Failure Persistence Storage'!EY126,0)","v":0},{"$f":"IF($D126=\"Full\",'Failure Persistence Storage'!EZ126,0)","v":0},{"$f":"IF($D126=\"Full\",'Failure Persistence Storage'!FC126,0)","v":0},{"$f":"IF($D126=\"Full\",'Failure Persistence Storage'!FD126,0)","v":0},{"$f":"IF($D126=\"Full\",'Failure Persistence Storage'!FG126,0)","v":0},{"$f":"IF($D126=\"Full\",'Failure Persistence Storage'!FH126,0)","v":0},{"$f":"IF($D126=\"Full\",'Failure Persistence Storage'!FK126,0)","v":0},{"$f":"IF($D126=\"Full\",'Failure Persistence Storage'!FL126,0)","v":0},{"$f":"IF($D126=\"Full\",'Failure Persistence Storage'!FO126,0)","v":0},{"$f":"IF($D126=\"Full\",'Failure Persistence Storage'!FP126,0)","v":0},{"$f":"IF($D126=\"Full\",'Failure Persistence Storage'!FS126,0)","v":0},{"$f":"IF($D126=\"Full\",'Failure Persistence Storage'!FT126,0)","v":0},{"$f":"IF($D126=\"Full\",'Failure Persistence Storage'!FW126,0)","v":0},{"$f":"IF($D126=\"Full\",'Failure Persistence Storage'!FX126,0)","v":0},{"$f":"IF($D126=\"Full\",'Failure Persistence Storage'!GA126,0)","v":0},{"$f":"IF($D126=\"Full\",'Failure Persistence Storage'!GB126,0)","v":0},{"$f":"IF($D126=\"Full\",'Failure Persistence Storage'!GE126,0)","v":0},{"$f":"IF($D126=\"Full\",'Failure Persistence Storage'!GF126,0)","v":0},{"$f":"IF($D126=\"Full\",'Failure Persistence Storage'!GI126,0)","v":0},{"$f":"IF($D126=\"Full\",'Failure Persistence Storage'!GJ126,0)","v":0},{"$f":"IF($D126=\"Full\",'Failure Persistence Storage'!GM126,0)","v":0},{"$f":"IF($D126=\"Full\",'Failure Persistence Storage'!GN126,0)","v":0},{"$f":"IF($D126=\"Full\",'Failure Persistence Storage'!GQ126,0)","v":0},{"$f":"IF($D126=\"Full\",'Failure Persistence Storage'!GR126,0)","v":0},{"$f":"IF($D126=\"Full\",'Failure Persistence Storage'!GU126,0)","v":0},{"$f":"IF($D126=\"Full\",'Failure Persistence Storage'!GV126,0)","v":0},{"$f":"IF($D126=\"Full\",'Failure Persistence Storage'!GY126,0)","v":0},{"$f":"IF($D126=\"Full\",'Failure Persistence Storage'!GZ126,0)","v":0},{"$f":"IF($D126=\"Full\",'Failure Persistence Storage'!HC126,0)","v":0},{"$f":"IF($D126=\"Full\",'Failure Persistence Storage'!HD126,0)","v":0},{"$f":"IF($D126=\"Full\",'Failure Persistence Storage'!HG126,0)","v":0},{"$f":"IF($D126=\"Full\",'Failure Persistence Storage'!HH126,0)","v":0},{"$f":"IF($D126=\"Full\",'Failure Persistence Storage'!HK126,0)","v":0},{"$f":"IF($D126=\"Full\",'Failure Persistence Storage'!HL126,0)","v":0},{"$f":"IF($D126=\"Full\",'Failure Persistence Storage'!HO126,0)","v":0}]
[null,4,"Pipe","Full",400,8.923,"MS",{"$f":"58-2019+C38","v":75},1.3609869283369387E-4,4.6062094705625647,10.462421566102298,16.75128324625026,null,null,null,null,null,null,null,null,null,null,null,null,null,null,null,7497.5603513855676,1.3337671897701997E-4,2.4574444244180444E-4,1.8424837882250256,7653.7595253727668,1.3065474512034611E-4,4.8145849947782096E-4,3.6849675764500516,7816.6054727211231,1.2793277126367224E-4,6.059340635342688E-4,4.7363475171301141,7986.5316786498443,1.2521079740699834E-4,6.2563122658394234E-4,4.996623610265214,8164.0101603976173,1.2248882355032448E-4,6.4391146019155397E-4,5.2568997034003129,8349.5558458611995,1.1976684969365061E-4,6.6077476435710369E-4,5.5171757965354118,8543.7315632068094,1.1704487583697671E-4,6.7622113908059151E-4,5.7774518896705116,8747.153743283161,1.1432290198030285E-4,6.9025058436201743E-4,6.0377279828056105,8960.4989565339692,1.1160092812362898E-4,7.0286310020138156E-4,6.2980040759407103,9184.5114304473191,1.088789542669551E-4,7.1405868659868356E-4,6.5582801690758092,9420.011723535712,1.0615698041028122E-4,7.2383734355392366E-4,6.8185562622109082,9667.9067688919149,1.0343500655360734E-4,7.3219907106710197E-4,7.0788323553460071,9929.2015464295346,1.0071303269693345E-4,7.3914386913821837E-4,7.3391084484811078,10205.012700497022,9.7991058840259587E-5,7.4467173776727276E-4,7.5993845416162058,10496.584491939793,9.5269084983585706E-5,7.4878267695426535E-4,7.8596606347513056,10805.30756523214,9.2547111126911824E-5,7.5147668669919593E-4,8.1199367278864045,11132.741127814934,8.9825137270237943E-5,7.527537670020645E-4,8.3802128210215034,11480.639288059148,8.7103163413564076E-5,7.5261391786287139E-4,8.6404889141566024,11850.982490899765,8.4381189556890208E-5,7.5105713928161648E-4,8.9007650072917031,12246.015240596427,8.1659215700216313E-5,7.4808343125829923E-4,9.161041100426802,12668.291628203198,7.8937241843542446E-5,7.436927937929204E-4,9.4213171935619009,13120.730614924742,7.6215267986868564E-5,7.3788522688547945E-4,9.6815932866969998,13606.683600662695,7.3493294130194697E-5,7.3066073053597671E-4,9.9418693798320987,14130.017585303567,7.0771320273520816E-5,7.2201930474441217E-4,10.202145472967199,14695.218288715711,6.8049346416846934E-5,7.1196094951078541E-4,10.462421566102297,15307.519050745534,6.5327372560173053E-5,7.0048566483509695E-4,10.722697659237397,15973.063357299689,6.2605398703499172E-5,6.8759345071734649E-4,10.982973752372496,16699.111691722399,5.9883424846825305E-5,6.7328430715753423E-4,11.243249845507595,17494.307486566322,5.7161450990151423E-5,6.5755823415566017E-4,11.503525938642696,18369.022860894638,5.4439477133477549E-5,6.4041523171172389E-4,11.763802031777793,19335.81353778383,5.1717503276803668E-5,6.2185529982572592E-4,12.024078124912894,20410.025400994044,4.8995529420129793E-5,6.0187843849766594E-4,12.284354218047993,21610.615130464281,4.6273555563455912E-5,5.8048464772754405E-4,12.544630311183091,22961.278576118297,4.3551581706782038E-5,5.5767392751536026E-4,12.80490640431819,24492.030481192854,4.0829607850108157E-5,5.3344627786111457E-4,13.065182497453291,26241.461229849483,3.8107633993434282E-5,5.0780169876480708E-4,13.325458590588392,28260.035170607134,3.5385660136760408E-5,4.8074019022643753E-4,13.585734683723489,30615.038101491067,3.2663686280086527E-5,4.5226175224600602E-4,13.846010776858588,33398.223383444798,2.9941712423412652E-5,4.2236638482351271E-4,14.106286869993687,36738.045721789276,2.7219738566738774E-5,3.9105408795895755E-4,14.366562963128787,40820.050801988087,2.4497764710064897E-5,3.5832486165234033E-4,14.626839056263885,45922.557152236594,2.1775790853391019E-5,3.2417870590366132E-4,14.887115149398985,52482.922459698966,1.9053816996717141E-5,2.8861562071292034E-4,15.147391242534084,61230.076202982134,1.6331843140043263E-5,2.5163560608011741E-4,15.407667335669183,73476.091443578553,1.3609869283369387E-5,2.1323866200525263E-4,15.667943428804282,91845.114304473187,1.0887895426695509E-5,1.75309045861773E-4,16.101279355782673,122460.15240596427,8.1659215700216317E-6,1.3502037158950788E-4,16.534615282761063,183690.22860894637,5.4439477133477547E-6,9.2372639188457388E-5,16.967951209739457,367380.45721789275,2.7219738566738774E-6,4.7365848658621416E-5,17.401287136717848,null,{"$f":"IF($D131=\"Full\",'Failure Persistence Storage'!AB131,0)","v":7497.5603513855676},{"$f":"IF($D131=\"Full\",'Failure Persistence Storage'!AE131,0)","v":1.8424837882250256},{"$f":"IF($D131=\"Full\",'Failure Persistence Storage'!AF131,0)","v":7653.7595253727668},{"$f":"IF($D131=\"Full\",'Failure Persistence Storage'!AI131,0)","v":3.6849675764500516},{"$f":"IF($D131=\"Full\",'Failure Persistence Storage'!AJ131,0)","v":7816.6054727211231},{"$f":"IF($D131=\"Full\",'Failure Persistence Storage'!AM131,0)","v":4.7363475171301141},{"$f":"IF($D131=\"Full\",'Failure Persistence Storage'!AN131,0)","v":7986.5316786498443},{"$f":"IF($D131=\"Full\",'Failure Persistence Storage'!AQ131,0)","v":4.996623610265214},{"$f":"IF($D131=\"Full\",'Failure Persistence Storage'!AR131,0)","v":8164.0101603976173},{"$f":"IF($D131=\"Full\",'Failure Persistence Storage'!AU131,0)","v":5.2568997034003129},{"$f":"IF($D131=\"Full\",'Failure Persistence Storage'!AV131,0)","v":8349.5558458611995},{"$f":"IF($D131=\"Full\",'Failure Persistence Storage'!AY131,0)","v":5.5171757965354118},{"$f":"IF($D131=\"Full\",'Failure Persistence Storage'!AZ131,0)","v":8543.7315632068094},{"$f":"IF($D131=\"Full\",'Failure Persistence Storage'!BC131,0)","v":5.7774518896705116},{"$f":"IF($D131=\"Full\",'Failure Persistence Storage'!BD131,0)","v":8747.153743283161},{"$f":"IF($D131=\"Full\",'Failure Persistence Storage'!BG131,0)","v":6.0377279828056105},{"$f":"IF($D131=\"Full\",'Failure Persistence Storage'!BH131,0)","v":8960.4989565339692},{"$f":"IF($D131=\"Full\",'Failure Persistence Storage'!BK131,0)","v":6.2980040759407103},{"$f":"IF($D131=\"Full\",'Failure Persistence Storage'!BL131,0)","v":9184.5114304473191},{"$f":"IF($D131=\"Full\",'Failure Persistence Storage'!BO131,0)","v":6.5582801690758092},{"$f":"IF($D131=\"Full\",'Failure Persistence Storage'!BP131,0)","v":9420.011723535712},{"$f":"IF($D131=\"Full\",'Failure Persistence Storage'!BS131,0)","v":6.8185562622109082},{"$f":"IF($D131=\"Full\",'Failure Persistence Storage'!BT131,0)","v":9667.9067688919149},{"$f":"IF($D131=\"Full\",'Failure Persistence Storage'!BW131,0)","v":7.0788323553460071},{"$f":"IF($D131=\"Full\",'Failure Persistence Storage'!BX131,0)","v":9929.2015464295346},{"$f":"IF($D131=\"Full\",'Failure Persistence Storage'!CA131,0)","v":7.3391084484811078},{"$f":"IF($D131=\"Full\",'Failure Persistence Storage'!CB131,0)","v":10205.012700497022},{"$f":"IF($D131=\"Full\",'Failure Persistence Storage'!CE131,0)","v":7.5993845416162058},{"$f":"IF($D131=\"Full\",'Failure Persistence Storage'!CF131,0)","v":10496.584491939793},{"$f":"IF($D131=\"Full\",'Failure Persistence Storage'!CI131,0)","v":7.8596606347513056},{"$f":"IF($D131=\"Full\",'Failure Persistence Storage'!CJ131,0)","v":10805.30756523214},{"$f":"IF($D131=\"Full\",'Failure Persistence Storage'!CM131,0)","v":8.1199367278864045},{"$f":"IF($D131=\"Full\",'Failure Persistence Storage'!CN131,0)","v":11132.741127814934},{"$f":"IF($D131=\"Full\",'Failure Persistence Storage'!CQ131,0)","v":8.3802128210215034},{"$f":"IF($D131=\"Full\",'Failure Persistence Storage'!CR131,0)","v":11480.639288059148},{"$f":"IF($D131=\"Full\",'Failure Persistence Storage'!CU131,0)","v":8.6404889141566024},{"$f":"IF($D131=\"Full\",'Failure Persistence Storage'!CV131,0)","v":11850.982490899765},{"$f":"IF($D131=\"Full\",'Failure Persistence Storage'!CY131,0)","v":8.9007650072917031},{"$f":"IF($D131=\"Full\",'Failure Persistence Storage'!CZ131,0)","v":12246.015240596427},{"$f":"IF($D131=\"Full\",'Failure Persistence Storage'!DC131,0)","v":9.161041100426802},{"$f":"IF($D131=\"Full\",'Failure Persistence Storage'!DD131,0)","v":12668.291628203198},{"$f":"IF($D131=\"Full\",'Failure Persistence Storage'!DG131,0)","v":9.4213171935619009},{"$f":"IF($D131=\"Full\",'Failure Persistence Storage'!DH131,0)","v":13120.730614924742},{"$f":"IF($D131=\"Full\",'Failure Persistence Storage'!DK131,0)","v":9.6815932866969998},{"$f":"IF($D131=\"Full\",'Failure Persistence Storage'!DL131,0)","v":13606.683600662695},{"$f":"IF($D131=\"Full\",'Failure Persistence Storage'!DO131,0)","v":9.9418693798320987},{"$f":"IF($D131=\"Full\",'Failure Persistence Storage'!DP131,0)","v":14130.017585303567},{"$f":"IF($D131=\"Full\",'Failure Persistence Storage'!DS131,0)","v":10.202145472967199},{"$f":"IF($D131=\"Full\",'Failure Persistence Storage'!DT131,0)","v":14695.218288715711},{"$f":"IF($D131=\"Full\",'Failure Persistence Storage'!DW131,0)","v":10.462421566102297},{"$f":"IF($D131=\"Full\",'Failure Persistence Storage'!DX131,0)","v":15307.519050745534},{"$f":"IF($D131=\"Full\",'Failure Persistence Storage'!EA131,0)","v":10.722697659237397},{"$f":"IF($D131=\"Full\",'Failure Persistence Storage'!EB131,0)","v":15973.063357299689},{"$f":"IF($D131=\"Full\",'Failure Persistence Storage'!EE131,0)","v":10.982973752372496},{"$f":"IF($D131=\"Full\",'Failure Persistence Storage'!EF131,0)","v":16699.111691722399},{"$f":"IF($D131=\"Full\",'Failure Persistence Storage'!EI131,0)","v":11.243249845507595},{"$f":"IF($D131=\"Full\",'Failure Persistence Storage'!EJ131,0)","v":17494.307486566322},{"$f":"IF($D131=\"Full\",'Failure Persistence Storage'!EM131,0)","v":11.503525938642696},{"$f":"IF($D131=\"Full\",'Failure Persistence Storage'!EN131,0)","v":18369.022860894638},{"$f":"IF($D131=\"Full\",'Failure Persistence Storage'!EQ131,0)","v":11.763802031777793},{"$f":"IF($D131=\"Full\",'Failure Persistence Storage'!ER131,0)","v":19335.81353778383},{"$f":"IF($D131=\"Full\",'Failure Persistence Storage'!EU131,0)","v":12.024078124912894},{"$f":"IF($D131=\"Full\",'Failure Persistence Storage'!EV131,0)","v":20410.025400994044},{"$f":"IF($D131=\"Full\",'Failure Persistence Storage'!EY131,0)","v":12.284354218047993},{"$f":"IF($D131=\"Full\",'Failure Persistence Storage'!EZ131,0)","v":21610.615130464281},{"$f":"IF($D131=\"Full\",'Failure Persistence Storage'!FC131,0)","v":12.544630311183091},{"$f":"IF($D131=\"Full\",'Failure Persistence Storage'!FD131,0)","v":22961.278576118297},{"$f":"IF($D131=\"Full\",'Failure Persistence Storage'!FG131,0)","v":12.80490640431819},{"$f":"IF($D131=\"Full\",'Failure Persistence Storage'!FH131,0)","v":24492.030481192854},{"$f":"IF($D131=\"Full\",'Failure Persistence Storage'!FK131,0)","v":13.065182497453291},{"$f":"IF($D131=\"Full\",'Failure Persistence Storage'!FL131,0)","v":26241.461229849483},{"$f":"IF($D131=\"Full\",'Failure Persistence Storage'!FO131,0)","v":13.325458590588392},{"$f":"IF($D131=\"Full\",'Failure Persistence Storage'!FP131,0)","v":28260.035170607134},{"$f":"IF($D131=\"Full\",'Failure Persistence Storage'!FS131,0)","v":13.585734683723489},{"$f":"IF($D131=\"Full\",'Failure Persistence Storage'!FT131,0)","v":30615.038101491067},{"$f":"IF($D131=\"Full\",'Failure Persistence Storage'!FW131,0)","v":13.846010776858588},{"$f":"IF($D131=\"Full\",'Failure Persistence Storage'!FX131,0)","v":33398.223383444798},{"$f":"IF($D131=\"Full\",'Failure Persistence Storage'!GA131,0)","v":14.106286869993687},{"$f":"IF($D131=\"Full\",'Failure Persistence Storage'!GB131,0)","v":36738.045721789276},{"$f":"IF($D131=\"Full\",'Failure Persistence Storage'!GE131,0)","v":14.366562963128787},{"$f":"IF($D131=\"Full\",'Failure Persistence Storage'!GF131,0)","v":40820.050801988087},{"$f":"IF($D131=\"Full\",'Failure Persistence Storage'!GI131,0)","v":14.626839056263885},{"$f":"IF($D131=\"Full\",'Failure Persistence Storage'!GJ131,0)","v":45922.557152236594},{"$f":"IF($D131=\"Full\",'Failure Persistence Storage'!GM131,0)","v":14.887115149398985},{"$f":"IF($D131=\"Full\",'Failure Persistence Storage'!GN131,0)","v":52482.922459698966},{"$f":"IF($D131=\"Full\",'Failure Persistence Storage'!GQ131,0)","v":15.147391242534084},{"$f":"IF($D131=\"Full\",'Failure Persistence Storage'!GR131,0)","v":61230.076202982134},{"$f":"IF($D131=\"Full\",'Failure Persistence Storage'!GU131,0)","v":15.407667335669183},{"$f":"IF($D131=\"Full\",'Failure Persistence Storage'!GV131,0)","v":73476.091443578553},{"$f":"IF($D131=\"Full\",'Failure Persistence Storage'!GY131,0)","v":15.667943428804282},{"$f":"IF($D131=\"Full\",'Failure Persistence Storage'!GZ131,0)","v":91845.114304473187},{"$f":"IF($D131=\"Full\",'Failure Persistence Storage'!HC131,0)","v":16.101279355782673},{"$f":"IF($D131=\"Full\",'Failure Persistence Storage'!HD131,0)","v":122460.15240596427},{"$f":"IF($D131=\"Full\",'Failure Persistence Storage'!HG131,0)","v":16.534615282761063},{"$f":"IF($D131=\"Full\",'Failure Persistence Storage'!HH131,0)","v":183690.22860894637},{"$f":"IF($D131=\"Full\",'Failure Persistence Storage'!HK131,0)","v":16.967951209739457},{"$f":"IF($D131=\"Full\",'Failure Persistence Storage'!HL131,0)","v":367380.45721789275},{"$f":"IF($D131=\"Full\",'Failure Persistence Storage'!HO131,0)","v":17.401287136717848}]
[null,null,null,null,null,null,null,null," "," "," "," ",null,null,null,null,null,null,null,null,null,null,null,null,null,null,null," "," "," "," "," "," "," "," "," "," "," "," "," "," "," "," "," "," "," "," "," "," "," "," "," "," "," "," "," "," "," "," "," "," "," "," "," "," "," "," "," "," "," "," "," "," "," "," "," "," "," "," "," "," "," "," "," "," "," "," "," "," "," "," "," "," "," "," "," "," "," "," "," "," "," "," "," "," "," "," "," "," "," "," "," "," "," "," "," "," "," "," "," "," "," "," "," "," "," "," "," "," "," "," "," "," "," "," "," "," "," "," "," "," "," "," "," "," "," "," "," "," "," "," "," "," "," "," "," "," "," "," "," "," "," "," "," "," "," "," "," "," "," "," "," "," "," "," "," "," "," "," "," "," "," "," "," "," "," "," "," "," "," "," "," "," "," "," "," "," "," "," "," "," "," "," "," "," "," "," "," "," "," "," "," "," "," "," "," "," "," "," "," "," "," "," ",null,{"$f":"IF($D134=\"Full\",'Failure Persistence Storage'!AB134,0)","v":0},{"$f":"IF($D134=\"Full\",'Failure Persistence Storage'!AE134,0)","v":0},{"$f":"IF($D134=\"Full\",'Failure Persistence Storage'!AF134,0)","v":0},{"$f":"IF($D134=\"Full\",'Failure Persistence Storage'!AI134,0)","v":0},{"$f":"IF($D134=\"Full\",'Failure Persistence Storage'!AJ134,0)","v":0},{"$f":"IF($D134=\"Full\",'Failure Persistence Storage'!AM134,0)","v":0},{"$f":"IF($D134=\"Full\",'Failure Persistence Storage'!AN134,0)","v":0},{"$f":"IF($D134=\"Full\",'Failure Persistence Storage'!AQ134,0)","v":0},{"$f":"IF($D134=\"Full\",'Failure Persistence Storage'!AR134,0)","v":0},{"$f":"IF($D134=\"Full\",'Failure Persistence Storage'!AU134,0)","v":0},{"$f":"IF($D134=\"Full\",'Failure Persistence Storage'!AV134,0)","v":0},{"$f":"IF($D134=\"Full\",'Failure Persistence Storage'!AY134,0)","v":0},{"$f":"IF($D134=\"Full\",'Failure Persistence Storage'!AZ134,0)","v":0},{"$f":"IF($D134=\"Full\",'Failure Persistence Storage'!BC134,0)","v":0},{"$f":"IF($D134=\"Full\",'Failure Persistence Storage'!BD134,0)","v":0},{"$f":"IF($D134=\"Full\",'Failure Persistence Storage'!BG134,0)","v":0},{"$f":"IF($D134=\"Full\",'Failure Persistence Storage'!BH134,0)","v":0},{"$f":"IF($D134=\"Full\",'Failure Persistence Storage'!BK134,0)","v":0},{"$f":"IF($D134=\"Full\",'Failure Persistence Storage'!BL134,0)","v":0},{"$f":"IF($D134=\"Full\",'Failure Persistence Storage'!BO134,0)","v":0},{"$f":"IF($D134=\"Full\",'Failure Persistence Storage'!BP134,0)","v":0},{"$f":"IF($D134=\"Full\",'Failure Persistence Storage'!BS134,0)","v":0},{"$f":"IF($D134=\"Full\",'Failure Persistence Storage'!BT134,0)","v":0},{"$f":"IF($D134=\"Full\",'Failure Persistence Storage'!BW134,0)","v":0},{"$f":"IF($D134=\"Full\",'Failure Persistence Storage'!BX134,0)","v":0},{"$f":"IF($D134=\"Full\",'Failure Persistence Storage'!CA134,0)","v":0},{"$f":"IF($D134=\"Full\",'Failure Persistence Storage'!CB134,0)","v":0},{"$f":"IF($D134=\"Full\",'Failure Persistence Storage'!CE134,0)","v":0},{"$f":"IF($D134=\"Full\",'Failure Persistence Storage'!CF134,0)","v":0},{"$f":"IF($D134=\"Full\",'Failure Persistence Storage'!CI134,0)","v":0},{"$f":"IF($D134=\"Full\",'Failure Persistence Storage'!CJ134,0)","v":0},{"$f":"IF($D134=\"Full\",'Failure Persistence Storage'!CM134,0)","v":0},{"$f":"IF($D134=\"Full\",'Failure Persistence Storage'!CN134,0)","v":0},{"$f":"IF($D134=\"Full\",'Failure Persistence Storage'!CQ134,0)","v":0},{"$f":"IF($D134=\"Full\",'Failure Persistence Storage'!CR134,0)","v":0},{"$f":"IF($D134=\"Full\",'Failure Persistence Storage'!CU134,0)","v":0},{"$f":"IF($D134=\"Full\",'Failure Persistence Storage'!CV134,0)","v":0},{"$f":"IF($D134=\"Full\",'Failure Persistence Storage'!CY134,0)","v":0},{"$f":"IF($D134=\"Full\",'Failure Persistence Storage'!CZ134,0)","v":0},{"$f":"IF($D134=\"Full\",'Failure Persistence Storage'!DC134,0)","v":0},{"$f":"IF($D134=\"Full\",'Failure Persistence Storage'!DD134,0)","v":0},{"$f":"IF($D134=\"Full\",'Failure Persistence Storage'!DG134,0)","v":0},{"$f":"IF($D134=\"Full\",'Failure Persistence Storage'!DH134,0)","v":0},{"$f":"IF($D134=\"Full\",'Failure Persistence Storage'!DK134,0)","v":0},{"$f":"IF($D134=\"Full\",'Failure Persistence Storage'!DL134,0)","v":0},{"$f":"IF($D134=\"Full\",'Failure Persistence Storage'!DO134,0)","v":0},{"$f":"IF($D134=\"Full\",'Failure Persistence Storage'!DP134,0)","v":0},{"$f":"IF($D134=\"Full\",'Failure Persistence Storage'!DS134,0)","v":0},{"$f":"IF($D134=\"Full\",'Failure Persistence Storage'!DT134,0)","v":0},{"$f":"IF($D134=\"Full\",'Failure Persistence Storage'!DW134,0)","v":0},{"$f":"IF($D134=\"Full\",'Failure Persistence Storage'!DX134,0)","v":0},{"$f":"IF($D134=\"Full\",'Failure Persistence Storage'!EA134,0)","v":0},{"$f":"IF($D134=\"Full\",'Failure Persistence Storage'!EB134,0)","v":0},{"$f":"IF($D134=\"Full\",'Failure Persistence Storage'!EE134,0)","v":0},{"$f":"IF($D134=\"Full\",'Failure Persistence Storage'!EF134,0)","v":0},{"$f":"IF($D134=\"Full\",'Failure Persistence Storage'!EI134,0)","v":0},{"$f":"IF($D134=\"Full\",'Failure Persistence Storage'!EJ134,0)","v":0},{"$f":"IF($D134=\"Full\",'Failure Persistence Storage'!EM134,0)","v":0},{"$f":"IF($D134=\"Full\",'Failure Persistence Storage'!EN134,0)","v":0},{"$f":"IF($D134=\"Full\",'Failure Persistence Storage'!EQ134,0)","v":0},{"$f":"IF($D134=\"Full\",'Failure Persistence Storage'!ER134,0)","v":0},{"$f":"IF($D134=\"Full\",'Failure Persistence Storage'!EU134,0)","v":0},{"$f":"IF($D134=\"Full\",'Failure Persistence Storage'!EV134,0)","v":0},{"$f":"IF($D134=\"Full\",'Failure Persistence Storage'!EY134,0)","v":0},{"$f":"IF($D134=\"Full\",'Failure Persistence Storage'!EZ134,0)","v":0},{"$f":"IF($D134=\"Full\",'Failure Persistence Storage'!FC134,0)","v":0},{"$f":"IF($D134=\"Full\",'Failure Persistence Storage'!FD134,0)","v":0},{"$f":"IF($D134=\"Full\",'Failure Persistence Storage'!FG134,0)","v":0},{"$f":"IF($D134=\"Full\",'Failure Persistence Storage'!FH134,0)","v":0},{"$f":"IF($D134=\"Full\",'Failure Persistence Storage'!FK134,0)","v":0},{"$f":"IF($D134=\"Full\",'Failure Persistence Storage'!FL134,0)","v":0},{"$f":"IF($D134=\"Full\",'Failure Persistence Storage'!FO134,0)","v":0},{"$f":"IF($D134=\"Full\",'Failure Persistence Storage'!FP134,0)","v":0},{"$f":"IF($D134=\"Full\",'Failure Persistence Storage'!FS134,0)","v":0},{"$f":"IF($D134=\"Full\",'Failure Persistence Storage'!FT134,0)","v":0},{"$f":"IF($D134=\"Full\",'Failure Persistence Storage'!FW134,0)","v":0},{"$f":"IF($D134=\"Full\",'Failure Persistence Storage'!FX134,0)","v":0},{"$f":"IF($D134=\"Full\",'Failure Persistence Storage'!GA134,0)","v":0},{"$f":"IF($D134=\"Full\",'Failure Persistence Storage'!GB134,0)","v":0},{"$f":"IF($D134=\"Full\",'Failure Persistence Storage'!GE134,0)","v":0},{"$f":"IF($D134=\"Full\",'Failure Persistence Storage'!GF134,0)","v":0},{"$f":"IF($D134=\"Full\",'Failure Persistence Storage'!GI134,0)","v":0},{"$f":"IF($D134=\"Full\",'Failure Persistence Storage'!GJ134,0)","v":0},{"$f":"IF($D134=\"Full\",'Failure Persistence Storage'!GM134,0)","v":0},{"$f":"IF($D134=\"Full\",'Failure Persistence Storage'!GN134,0)","v":0},{"$f":"IF($D134=\"Full\",'Failure Persistence Storage'!GQ134,0)","v":0},{"$f":"IF($D134=\"Full\",'Failure Persistence Storage'!GR134,0)","v":0},{"$f":"IF($D134=\"Full\",'Failure Persistence Storage'!GU134,0)","v":0},{"$f":"IF($D134=\"Full\",'Failure Persistence Storage'!GV134,0)","v":0},{"$f":"IF($D134=\"Full\",'Failure Persistence Storage'!GY134,0)","v":0},{"$f":"IF($D134=\"Full\",'Failure Persistence Storage'!GZ134,0)","v":0},{"$f":"IF($D134=\"Full\",'Failure Persistence Storage'!HC134,0)","v":0},{"$f":"IF($D134=\"Full\",'Failure Persistence Storage'!HD134,0)","v":0},{"$f":"IF($D134=\"Full\",'Failure Persistence Storage'!HG134,0)","v":0},{"$f":"IF($D134=\"Full\",'Failure Persistence Storage'!HH134,0)","v":0},{"$f":"IF($D134=\"Full\",'Failure Persistence Storage'!HK134,0)","v":0},{"$f":"IF($D134=\"Full\",'Failure Persistence Storage'!HL134,0)","v":0},{"$f":"IF($D134=\"Full\",'Failure Persistence Storage'!HO134,0)","v":0}]
[null,null,null,null,null,null,null,null,{"$f":"IF(C136=\"Valve\",0.002,IF(C136=\"Pipe\",IF(G136=\"PVC\",IF(H136<C$38-1986,2.4287*EXP(0.0206*H136),16.746*EXP(0.047*H136)),IF(G136=\"AC\",IF(E136<150,1.6*EXP(0.0526*H136),IF(E136<200,0.9585*EXP(0.0562*H136),IF(E136<300,0.95*EXP(0.0511*H136),0.1749*EXP(0.0701*H136)))),IF(G136=\"DI\",IF(E136<150,1.6*EXP(0.0285*H136),IF(E136<200,1.5302*EXP(0.0264*H136),IF(E136<300,0.95*EXP(0.031*H136),0.7*EXP(0.0327*H136)))),IF(G136=\"MS\",IF(E136<150,3.7022*EXP(0.0673*H136),IF(E136<200,1.8319*EXP(0.0592*H136),IF(E136<300,1.5626*EXP(0.0409*H136),IF(E136<400,1.35*EXP(0.0409*H136),0.55*EXP(0.0136*H136))))),IF(G136=\"CI\",IF(E136<150,IF(H136<C$38-1951,9.4549*EXP(0.0284*H136),0.15*EXP(0.0518*H136)),IF(E136<200,IF(H136<C$38-1951,8.4483*EXP(0.0279*H136),0.1*EXP(0.0529*H136)),IF(E136<300,IF(H136<C$38-1941,3.3385*EXP(0.0307*H136),0.05*EXP(0.0526*H136)),IF(E136>=300,IF(H136<C$38-1941,3.3*EXP(0.0292*H136),0.05*EXP(0.0491*H136)))))))))))*F136/100000,\" \"))","v":" "}," "," "," ",null,null,null,null,null,null,null,null,null,null,null,null,null,null,null," "," "," "," "," "," "," "," "," "," "," "," "," "," "," "," "," "," "," "," "," "," "," "," "," "," "," "," "," "," "," "," "," "," "," "," "," "," "," "," "," "," "," "," "," "," "," "," "," "," "," "," "," "," "," "," "," "," "," "," "," "," "," "," "," "," "," "," "," "," "," "," "," "," "," "," "," "," "," "," "," "," "," "," "," "," "," "," "," "," "," "," "," "," "," "," "," "," "," "," "," "," "," "," "," "," "," "," "," "," "," "," "," "," "," "," "," "," "," "," "," "," "," "," "," "," "," "," "," "," "," "," "," "," "," "," "," "," "," "," "," "," "," "," "," "," "," "," "," "," "," "," "," "," "," "," "," "," "," "," "," "," "," "," "," "," "," "," "," "," "," "," "," "," "," "," "," "," "," "," "," "," "," "," "," "," "," "," "," "," "," "," "," "," "," "," ",null,{"$f":"IF($D136=\"Full\",'Failure Persistence Storage'!AB136,0)","v":0},{"$f":"IF($D136=\"Full\",'Failure Persistence Storage'!AE136,0)","v":0},{"$f":"IF($D136=\"Full\",'Failure Persistence Storage'!AF136,0)","v":0},{"$f":"IF($D136=\"Full\",'Failure Persistence Storage'!AI136,0)","v":0},{"$f":"IF($D136=\"Full\",'Failure Persistence Storage'!AJ136,0)","v":0},{"$f":"IF($D136=\"Full\",'Failure Persistence Storage'!AM136,0)","v":0},{"$f":"IF($D136=\"Full\",'Failure Persistence Storage'!AN136,0)","v":0},{"$f":"IF($D136=\"Full\",'Failure Persistence Storage'!AQ136,0)","v":0},{"$f":"IF($D136=\"Full\",'Failure Persistence Storage'!AR136,0)","v":0},{"$f":"IF($D136=\"Full\",'Failure Persistence Storage'!AU136,0)","v":0},{"$f":"IF($D136=\"Full\",'Failure Persistence Storage'!AV136,0)","v":0},{"$f":"IF($D136=\"Full\",'Failure Persistence Storage'!AY136,0)","v":0},{"$f":"IF($D136=\"Full\",'Failure Persistence Storage'!AZ136,0)","v":0},{"$f":"IF($D136=\"Full\",'Failure Persistence Storage'!BC136,0)","v":0},{"$f":"IF($D136=\"Full\",'Failure Persistence Storage'!BD136,0)","v":0},{"$f":"IF($D136=\"Full\",'Failure Persistence Storage'!BG136,0)","v":0},{"$f":"IF($D136=\"Full\",'Failure Persistence Storage'!BH136,0)","v":0},{"$f":"IF($D136=\"Full\",'Failure Persistence Storage'!BK136,0)","v":0},{"$f":"IF($D136=\"Full\",'Failure Persistence Storage'!BL136,0)","v":0},{"$f":"IF($D136=\"Full\",'Failure Persistence Storage'!BO136,0)","v":0},{"$f":"IF($D136=\"Full\",'Failure Persistence Storage'!BP136,0)","v":0},{"$f":"IF($D136=\"Full\",'Failure Persistence Storage'!BS136,0)","v":0},{"$f":"IF($D136=\"Full\",'Failure Persistence Storage'!BT136,0)","v":0},{"$f":"IF($D136=\"Full\",'Failure Persistence Storage'!BW136,0)","v":0},{"$f":"IF($D136=\"Full\",'Failure Persistence Storage'!BX136,0)","v":0},{"$f":"IF($D136=\"Full\",'Failure Persistence Storage'!CA136,0)","v":0},{"$f":"IF($D136=\"Full\",'Failure Persistence Storage'!CB136,0)","v":0},{"$f":"IF($D136=\"Full\",'Failure Persistence Storage'!CE136,0)","v":0},{"$f":"IF($D136=\"Full\",'Failure Persistence Storage'!CF136,0)","v":0},{"$f":"IF($D136=\"Full\",'Failure Persistence Storage'!CI136,0)","v":0},{"$f":"IF($D136=\"Full\",'Failure Persistence Storage'!CJ136,0)","v":0},{"$f":"IF($D136=\"Full\",'Failure Persistence Storage'!CM136,0)","v":0},{"$f":"IF($D136=\"Full\",'Failure Persistence Storage'!CN136,0)","v":0},{"$f":"IF($D136=\"Full\",'Failure Persistence Storage'!CQ136,0)","v":0},{"$f":"IF($D136=\"Full\",'Failure Persistence Storage'!CR136,0)","v":0},{"$f":"IF($D136=\"Full\",'Failure Persistence Storage'!CU136,0)","v":0},{"$f":"IF($D136=\"Full\",'Failure Persistence Storage'!CV136,0)","v":0},{"$f":"IF($D136=\"Full\",'Failure Persistence Storage'!CY136,0)","v":0},{"$f":"IF($D136=\"Full\",'Failure Persistence Storage'!CZ136,0)","v":0},{"$f":"IF($D136=\"Full\",'Failure Persistence Storage'!DC136,0)","v":0},{"$f":"IF($D136=\"Full\",'Failure Persistence Storage'!DD136,0)","v":0},{"$f":"IF($D136=\"Full\",'Failure Persistence Storage'!DG136,0)","v":0},{"$f":"IF($D136=\"Full\",'Failure Persistence Storage'!DH136,0)","v":0},{"$f":"IF($D136=\"Full\",'Failure Persistence Storage'!DK136,0)","v":0},{"$f":"IF($D136=\"Full\",'Failure Persistence Storage'!DL136,0)","v":0},{"$f":"IF($D136=\"Full\",'Failure Persistence Storage'!DO136,0)","v":0},{"$f":"IF($D136=\"Full\",'Failure Persistence Storage'!DP136,0)","v":0},{"$f":"IF($D136=\"Full\",'Failure Persistence Storage'!DS136,0)","v":0},{"$f":"IF($D136=\"Full\",'Failure Persistence Storage'!DT136,0)","v":0},{"$f":"IF($D136=\"Full\",'Failure Persistence Storage'!DW136,0)","v":0},{"$f":"IF($D136=\"Full\",'Failure Persistence Storage'!DX136,0)","v":0},{"$f":"IF($D136=\"Full\",'Failure Persistence Storage'!EA136,0)","v":0},{"$f":"IF($D136=\"Full\",'Failure Persistence Storage'!EB136,0)","v":0},{"$f":"IF($D136=\"Full\",'Failure Persistence Storage'!EE136,0)","v":0},{"$f":"IF($D136=\"Full\",'Failure Persistence Storage'!EF136,0)","v":0},{"$f":"IF($D136=\"Full\",'Failure Persistence Storage'!EI136,0)","v":0},{"$f":"IF($D136=\"Full\",'Failure Persistence Storage'!EJ136,0)","v":0},{"$f":"IF($D136=\"Full\",'Failure Persistence Storage'!EM136,0)","v":0},{"$f":"IF($D136=\"Full\",'Failure Persistence Storage'!EN136,0)","v":0},{"$f":"IF($D136=\"Full\",'Failure Persistence Storage'!EQ136,0)","v":0},{"$f":"IF($D136=\"Full\",'Failure Persistence Storage'!ER136,0)","v":0},{"$f":"IF($D136=\"Full\",'Failure Persistence Storage'!EU136,0)","v":0},{"$f":"IF($D136=\"Full\",'Failure Persistence Storage'!EV136,0)","v":0},{"$f":"IF($D136=\"Full\",'Failure Persistence Storage'!EY136,0)","v":0},{"$f":"IF($D136=\"Full\",'Failure Persistence Storage'!EZ136,0)","v":0},{"$f":"IF($D136=\"Full\",'Failure Persistence Storage'!FC136,0)","v":0},{"$f":"IF($D136=\"Full\",'Failure Persistence Storage'!FD136,0)","v":0},{"$f":"IF($D136=\"Full\",'Failure Persistence Storage'!FG136,0)","v":0},{"$f":"IF($D136=\"Full\",'Failure Persistence Storage'!FH136,0)","v":0},{"$f":"IF($D136=\"Full\",'Failure Persistence Storage'!FK136,0)","v":0},{"$f":"IF($D136=\"Full\",'Failure Persistence Storage'!FL136,0)","v":0},{"$f":"IF($D136=\"Full\",'Failure Persistence Storage'!FO136,0)","v":0},{"$f":"IF($D136=\"Full\",'Failure Persistence Storage'!FP136,0)","v":0},{"$f":"IF($D136=\"Full\",'Failure Persistence Storage'!FS136,0)","v":0},{"$f":"IF($D136=\"Full\",'Failure Persistence Storage'!FT136,0)","v":0},{"$f":"IF($D136=\"Full\",'Failure Persistence Storage'!FW136,0)","v":0},{"$f":"IF($D136=\"Full\",'Failure Persistence Storage'!FX136,0)","v":0},{"$f":"IF($D136=\"Full\",'Failure Persistence Storage'!GA136,0)","v":0},{"$f":"IF($D136=\"Full\",'Failure Persistence Storage'!GB136,0)","v":0},{"$f":"IF($D136=\"Full\",'Failure Persistence Storage'!GE136,0)","v":0},{"$f":"IF($D136=\"Full\",'Failure Persistence Storage'!GF136,0)","v":0},{"$f":"IF($D136=\"Full\",'Failure Persistence Storage'!GI136,0)","v":0},{"$f":"IF($D136=\"Full\",'Failure Persistence Storage'!GJ136,0)","v":0},{"$f":"IF($D136=\"Full\",'Failure Persistence Storage'!GM136,0)","v":0},{"$f":"IF($D136=\"Full\",'Failure Persistence Storage'!GN136,0)","v":0},{"$f":"IF($D136=\"Full\",'Failure Persistence Storage'!GQ136,0)","v":0},{"$f":"IF($D136=\"Full\",'Failure Persistence Storage'!GR136,0)","v":0},{"$f":"IF($D136=\"Full\",'Failure Persistence Storage'!GU136,0)","v":0},{"$f":"IF($D136=\"Full\",'Failure Persistence Storage'!GV136,0)","v":0},{"$f":"IF($D136=\"Full\",'Failure Persistence Storage'!GY136,0)","v":0},{"$f":"IF($D136=\"Full\",'Failure Persistence Storage'!GZ136,0)","v":0},{"$f":"IF($D136=\"Full\",'Failure Persistence Storage'!HC136,0)","v":0},{"$f":"IF($D136=\"Full\",'Failure Persistence Storage'!HD136,0)","v":0},{"$f":"IF($D136=\"Full\",'Failure Persistence Storage'!HG136,0)","v":0},{"$f":"IF($D136=\"Full\",'Failure Persistence Storage'!HH136,0)","v":0},{"$f":"IF($D136=\"Full\",'Failure Persistence Storage'!HK136,0)","v":0},{"$f":"IF($D136=\"Full\",'Failure Persistence Storage'!HL136,0)","v":0},{"$f":"IF($D136=\"Full\",'Failure Persistence Storage'!HO136,0)","v":0}]
[null,null,null,null,null,null,null,null,null,null,null,null,null,null,null,null,null,null,null,null,null,null,null,null,null,null,null," "," "," "," "," "," "," "," "," "," "," "," "," "," "," "," "," "," "," "," "," "," "," "," "," "," "," "," "," "," "," "," "," "," "," "," "," "," "," "," "," "," "," "," "," "," "," "," "," "," "," "," "," "," "," "," "," "," "," "," "," "," "," "," "," "," "," "," "," "," "," "," "," "," "," "," "," "," "," "," "," "," "," "," "," "," "," "," "," "," "," "," "," "," "," "," "," "," "," "," "," "," "," "," "," "," "," "," "," "," "," "," "," "," "," "," "," "," "," "," "," "," "," "," "," "," "," "," "," "," "," "," "," "," "," "," "," "," "," "," "," "," "," "," "," "," "," "," "," "," "," "," "," "," "," "," "," "," "," "," "," "," "," "," "," "," "," "," "," "," "," "," "," "," "," "," "," "," "," "," "," "," "," "," "," "," "," "," "," "," "," "," "," "," "," "," ",null,{"$f":"IF($D142=\"Full\",'Failure Persistence Storage'!AB142,0)","v":0},{"$f":"IF($D142=\"Full\",'Failure Persistence Storage'!AE142,0)","v":0},{"$f":"IF($D142=\"Full\",'Failure Persistence Storage'!AF142,0)","v":0},{"$f":"IF($D142=\"Full\",'Failure Persistence Storage'!AI142,0)","v":0},{"$f":"IF($D142=\"Full\",'Failure Persistence Storage'!AJ142,0)","v":0},{"$f":"IF($D142=\"Full\",'Failure Persistence Storage'!AM142,0)","v":0},{"$f":"IF($D142=\"Full\",'Failure Persistence Storage'!AN142,0)","v":0},{"$f":"IF($D142=\"Full\",'Failure Persistence Storage'!AQ142,0)","v":0},{"$f":"IF($D142=\"Full\",'Failure Persistence Storage'!AR142,0)","v":0},{"$f":"IF($D142=\"Full\",'Failure Persistence Storage'!AU142,0)","v":0},{"$f":"IF($D142=\"Full\",'Failure Persistence Storage'!AV142,0)","v":0},{"$f":"IF($D142=\"Full\",'Failure Persistence Storage'!AY142,0)","v":0},{"$f":"IF($D142=\"Full\",'Failure Persistence Storage'!AZ142,0)","v":0},{"$f":"IF($D142=\"Full\",'Failure Persistence Storage'!BC142,0)","v":0},{"$f":"IF($D142=\"Full\",'Failure Persistence Storage'!BD142,0)","v":0},{"$f":"IF($D142=\"Full\",'Failure Persistence Storage'!BG142,0)","v":0},{"$f":"IF($D142=\"Full\",'Failure Persistence Storage'!BH142,0)","v":0},{"$f":"IF($D142=\"Full\",'Failure Persistence Storage'!BK142,0)","v":0},{"$f":"IF($D142=\"Full\",'Failure Persistence Storage'!BL142,0)","v":0},{"$f":"IF($D142=\"Full\",'Failure Persistence Storage'!BO142,0)","v":0},{"$f":"IF($D142=\"Full\",'Failure Persistence Storage'!BP142,0)","v":0},{"$f":"IF($D142=\"Full\",'Failure Persistence Storage'!BS142,0)","v":0},{"$f":"IF($D142=\"Full\",'Failure Persistence Storage'!BT142,0)","v":0},{"$f":"IF($D142=\"Full\",'Failure Persistence Storage'!BW142,0)","v":0},{"$f":"IF($D142=\"Full\",'Failure Persistence Storage'!BX142,0)","v":0},{"$f":"IF($D142=\"Full\",'Failure Persistence Storage'!CA142,0)","v":0},{"$f":"IF($D142=\"Full\",'Failure Persistence Storage'!CB142,0)","v":0},{"$f":"IF($D142=\"Full\",'Failure Persistence Storage'!CE142,0)","v":0},{"$f":"IF($D142=\"Full\",'Failure Persistence Storage'!CF142,0)","v":0},{"$f":"IF($D142=\"Full\",'Failure Persistence Storage'!CI142,0)","v":0},{"$f":"IF($D142=\"Full\",'Failure Persistence Storage'!CJ142,0)","v":0},{"$f":"IF($D142=\"Full\",'Failure Persistence Storage'!CM142,0)","v":0},{"$f":"IF($D142=\"Full\",'Failure Persistence Storage'!CN142,0)","v":0},{"$f":"IF($D142=\"Full\",'Failure Persistence Storage'!CQ142,0)","v":0},{"$f":"IF($D142=\"Full\",'Failure Persistence Storage'!CR142,0)","v":0},{"$f":"IF($D142=\"Full\",'Failure Persistence Storage'!CU142,0)","v":0},{"$f":"IF($D142=\"Full\",'Failure Persistence Storage'!CV142,0)","v":0},{"$f":"IF($D142=\"Full\",'Failure Persistence Storage'!CY142,0)","v":0},{"$f":"IF($D142=\"Full\",'Failure Persistence Storage'!CZ142,0)","v":0},{"$f":"IF($D142=\"Full\",'Failure Persistence Storage'!DC142,0)","v":0},{"$f":"IF($D142=\"Full\",'Failure Persistence Storage'!DD142,0)","v":0},{"$f":"IF($D142=\"Full\",'Failure Persistence Storage'!DG142,0)","v":0},{"$f":"IF($D142=\"Full\",'Failure Persistence Storage'!DH142,0)","v":0},{"$f":"IF($D142=\"Full\",'Failure Persistence Storage'!DK142,0)","v":0},{"$f":"IF($D142=\"Full\",'Failure Persistence Storage'!DL142,0)","v":0},{"$f":"IF($D142=\"Full\",'Failure Persistence Storage'!DO142,0)","v":0},{"$f":"IF($D142=\"Full\",'Failure Persistence Storage'!DP142,0)","v":0},{"$f":"IF($D142=\"Full\",'Failure Persistence Storage'!DS142,0)","v":0},{"$f":"IF($D142=\"Full\",'Failure Persistence Storage'!DT142,0)","v":0},{"$f":"IF($D142=\"Full\",'Failure Persistence Storage'!DW142,0)","v":0},{"$f":"IF($D142=\"Full\",'Failure Persistence Storage'!DX142,0)","v":0},{"$f":"IF($D142=\"Full\",'Failure Persistence Storage'!EA142,0)","v":0},{"$f":"IF($D142=\"Full\",'Failure Persistence Storage'!EB142,0)","v":0},{"$f":"IF($D142=\"Full\",'Failure Persistence Storage'!EE142,0)","v":0},{"$f":"IF($D142=\"Full\",'Failure Persistence Storage'!EF142,0)","v":0},{"$f":"IF($D142=\"Full\",'Failure Persistence Storage'!EI142,0)","v":0},{"$f":"IF($D142=\"Full\",'Failure Persistence Storage'!EJ142,0)","v":0},{"$f":"IF($D142=\"Full\",'Failure Persistence Storage'!EM142,0)","v":0},{"$f":"IF($D142=\"Full\",'Failure Persistence Storage'!EN142,0)","v":0},{"$f":"IF($D142=\"Full\",'Failure Persistence Storage'!EQ142,0)","v":0},{"$f":"IF($D142=\"Full\",'Failure Persistence Storage'!ER142,0)","v":0},{"$f":"IF($D142=\"Full\",'Failure Persistence Storage'!EU142,0)","v":0},{"$f":"IF($D142=\"Full\",'Failure Persistence Storage'!EV142,0)","v":0},{"$f":"IF($D142=\"Full\",'Failure Persistence Storage'!EY142,0)","v":0},{"$f":"IF($D142=\"Full\",'Failure Persistence Storage'!EZ142,0)","v":0},{"$f":"IF($D142=\"Full\",'Failure Persistence Storage'!FC142,0)","v":0},{"$f":"IF($D142=\"Full\",'Failure Persistence Storage'!FD142,0)","v":0},{"$f":"IF($D142=\"Full\",'Failure Persistence Storage'!FG142,0)","v":0},{"$f":"IF($D142=\"Full\",'Failure Persistence Storage'!FH142,0)","v":0},{"$f":"IF($D142=\"Full\",'Failure Persistence Storage'!FK142,0)","v":0},{"$f":"IF($D142=\"Full\",'Failure Persistence Storage'!FL142,0)","v":0},{"$f":"IF($D142=\"Full\",'Failure Persistence Storage'!FO142,0)","v":0},{"$f":"IF($D142=\"Full\",'Failure Persistence Storage'!FP142,0)","v":0},{"$f":"IF($D142=\"Full\",'Failure Persistence Storage'!FS142,0)","v":0},{"$f":"IF($D142=\"Full\",'Failure Persistence Storage'!FT142,0)","v":0},{"$f":"IF($D142=\"Full\",'Failure Persistence Storage'!FW142,0)","v":0},{"$f":"IF($D142=\"Full\",'Failure Persistence Storage'!FX142,0)","v":0},{"$f":"IF($D142=\"Full\",'Failure Persistence Storage'!GA142,0)","v":0},{"$f":"IF($D142=\"Full\",'Failure Persistence Storage'!GB142,0)","v":0},{"$f":"IF($D142=\"Full\",'Failure Persistence Storage'!GE142,0)","v":0},{"$f":"IF($D142=\"Full\",'Failure Persistence Storage'!GF142,0)","v":0},{"$f":"IF($D142=\"Full\",'Failure Persistence Storage'!GI142,0)","v":0},{"$f":"IF($D142=\"Full\",'Failure Persistence Storage'!GJ142,0)","v":0},{"$f":"IF($D142=\"Full\",'Failure Persistence Storage'!GM142,0)","v":0},{"$f":"IF($D142=\"Full\",'Failure Persistence Storage'!GN142,0)","v":0},{"$f":"IF($D142=\"Full\",'Failure Persistence Storage'!GQ142,0)","v":0},{"$f":"IF($D142=\"Full\",'Failure Persistence Storage'!GR142,0)","v":0},{"$f":"IF($D142=\"Full\",'Failure Persistence Storage'!GU142,0)","v":0},{"$f":"IF($D142=\"Full\",'Failure Persistence Storage'!GV142,0)","v":0},{"$f":"IF($D142=\"Full\",'Failure Persistence Storage'!GY142,0)","v":0},{"$f":"IF($D142=\"Full\",'Failure Persistence Storage'!GZ142,0)","v":0},{"$f":"IF($D142=\"Full\",'Failure Persistence Storage'!HC142,0)","v":0},{"$f":"IF($D142=\"Full\",'Failure Persistence Storage'!HD142,0)","v":0},{"$f":"IF($D142=\"Full\",'Failure Persistence Storage'!HG142,0)","v":0},{"$f":"IF($D142=\"Full\",'Failure Persistence Storage'!HH142,0)","v":0},{"$f":"IF($D142=\"Full\",'Failure Persistence Storage'!HK142,0)","v":0},{"$f":"IF($D142=\"Full\",'Failure Persistence Storage'!HL142,0)","v":0},{"$f":"IF($D142=\"Full\",'Failure Persistence Storage'!HO142,0)","v":0}]
[null,null,null,null,null,null,null,null,null,null,null,null,null,null,null,null,null,null,null,null,null,null,null,null,null,null,null," "," "," "," "," "," "," "," "," "," "," "," "," "," "," "," "," "," "," "," "," "," "," "," "," "," "," "," "," "," "," "," "," "," "," "," "," "," "," "," "," "," "," "," "," "," "," "," "," "," "," "," "," "," "," "," "," "," "," "," "," "," "," "," "," "," "," "," "," "," "," "," "," "," "," "," "," "," "," "," "," "," "," "," "," "," "," "," "," "," "," "," "," "," "," "," "," "," "," "," "," "," "," "," "," "," "," "," "," "," "," "," "," "," "," "," "," "," "," "," "," "," "," "," "," "," "," "," "," "," "," "," "," "," "," "," "," "," "," "," "," "," "," "," "," "," "," "," "," "," "," "," "," "," "," "," "," "," "," "," "," "," "," "," "," "," "," "," "," "," "," "," "," "," "," "," "," "," "," "," "," "," "," "," "," "," "," "," "," "," "," "," "," "," "," "," ",null,{"$f":"IF($D145=\"Full\",'Failure Persistence Storage'!AB145,0)","v":0},{"$f":"IF($D145=\"Full\",'Failure Persistence Storage'!AE145,0)","v":0},{"$f":"IF($D145=\"Full\",'Failure Persistence Storage'!AF145,0)","v":0},{"$f":"IF($D145=\"Full\",'Failure Persistence Storage'!AI145,0)","v":0},{"$f":"IF($D145=\"Full\",'Failure Persistence Storage'!AJ145,0)","v":0},{"$f":"IF($D145=\"Full\",'Failure Persistence Storage'!AM145,0)","v":0},{"$f":"IF($D145=\"Full\",'Failure Persistence Storage'!AN145,0)","v":0},{"$f":"IF($D145=\"Full\",'Failure Persistence Storage'!AQ145,0)","v":0},{"$f":"IF($D145=\"Full\",'Failure Persistence Storage'!AR145,0)","v":0},{"$f":"IF($D145=\"Full\",'Failure Persistence Storage'!AU145,0)","v":0},{"$f":"IF($D145=\"Full\",'Failure Persistence Storage'!AV145,0)","v":0},{"$f":"IF($D145=\"Full\",'Failure Persistence Storage'!AY145,0)","v":0},{"$f":"IF($D145=\"Full\",'Failure Persistence Storage'!AZ145,0)","v":0},{"$f":"IF($D145=\"Full\",'Failure Persistence Storage'!BC145,0)","v":0},{"$f":"IF($D145=\"Full\",'Failure Persistence Storage'!BD145,0)","v":0},{"$f":"IF($D145=\"Full\",'Failure Persistence Storage'!BG145,0)","v":0},{"$f":"IF($D145=\"Full\",'Failure Persistence Storage'!BH145,0)","v":0},{"$f":"IF($D145=\"Full\",'Failure Persistence Storage'!BK145,0)","v":0},{"$f":"IF($D145=\"Full\",'Failure Persistence Storage'!BL145,0)","v":0},{"$f":"IF($D145=\"Full\",'Failure Persistence Storage'!BO145,0)","v":0},{"$f":"IF($D145=\"Full\",'Failure Persistence Storage'!BP145,0)","v":0},{"$f":"IF($D145=\"Full\",'Failure Persistence Storage'!BS145,0)","v":0},{"$f":"IF($D145=\"Full\",'Failure Persistence Storage'!BT145,0)","v":0},{"$f":"IF($D145=\"Full\",'Failure Persistence Storage'!BW145,0)","v":0},{"$f":"IF($D145=\"Full\",'Failure Persistence Storage'!BX145,0)","v":0},{"$f":"IF($D145=\"Full\",'Failure Persistence Storage'!CA145,0)","v":0},{"$f":"IF($D145=\"Full\",'Failure Persistence Storage'!CB145,0)","v":0},{"$f":"IF($D145=\"Full\",'Failure Persistence Storage'!CE145,0)","v":0},{"$f":"IF($D145=\"Full\",'Failure Persistence Storage'!CF145,0)","v":0},{"$f":"IF($D145=\"Full\",'Failure Persistence Storage'!CI145,0)","v":0},{"$f":"IF($D145=\"Full\",'Failure Persistence Storage'!CJ145,0)","v":0},{"$f":"IF($D145=\"Full\",'Failure Persistence Storage'!CM145,0)","v":0},{"$f":"IF($D145=\"Full\",'Failure Persistence Storage'!CN145,0)","v":0},{"$f":"IF($D145=\"Full\",'Failure Persistence Storage'!CQ145,0)","v":0},{"$f":"IF($D145=\"Full\",'Failure Persistence Storage'!CR145,0)","v":0},{"$f":"IF($D145=\"Full\",'Failure Persistence Storage'!CU145,0)","v":0},{"$f":"IF($D145=\"Full\",'Failure Persistence Storage'!CV145,0)","v":0},{"$f":"IF($D145=\"Full\",'Failure Persistence Storage'!CY145,0)","v":0},{"$f":"IF($D145=\"Full\",'Failure Persistence Storage'!CZ145,0)","v":0},{"$f":"IF($D145=\"Full\",'Failure Persistence Storage'!DC145,0)","v":0},{"$f":"IF($D145=\"Full\",'Failure Persistence Storage'!DD145,0)","v":0},{"$f":"IF($D145=\"Full\",'Failure Persistence Storage'!DG145,0)","v":0},{"$f":"IF($D145=\"Full\",'Failure Persistence Storage'!DH145,0)","v":0},{"$f":"IF($D145=\"Full\",'Failure Persistence Storage'!DK145,0)","v":0},{"$f":"IF($D145=\"Full\",'Failure Persistence Storage'!DL145,0)","v":0},{"$f":"IF($D145=\"Full\",'Failure Persistence Storage'!DO145,0)","v":0},{"$f":"IF($D145=\"Full\",'Failure Persistence Storage'!DP145,0)","v":0},{"$f":"IF($D145=\"Full\",'Failure Persistence Storage'!DS145,0)","v":0},{"$f":"IF($D145=\"Full\",'Failure Persistence Storage'!DT145,0)","v":0},{"$f":"IF($D145=\"Full\",'Failure Persistence Storage'!DW145,0)","v":0},{"$f":"IF($D145=\"Full\",'Failure Persistence Storage'!DX145,0)","v":0},{"$f":"IF($D145=\"Full\",'Failure Persistence Storage'!EA145,0)","v":0},{"$f":"IF($D145=\"Full\",'Failure Persistence Storage'!EB145,0)","v":0},{"$f":"IF($D145=\"Full\",'Failure Persistence Storage'!EE145,0)","v":0},{"$f":"IF($D145=\"Full\",'Failure Persistence Storage'!EF145,0)","v":0},{"$f":"IF($D145=\"Full\",'Failure Persistence Storage'!EI145,0)","v":0},{"$f":"IF($D145=\"Full\",'Failure Persistence Storage'!EJ145,0)","v":0},{"$f":"IF($D145=\"Full\",'Failure Persistence Storage'!EM145,0)","v":0},{"$f":"IF($D145=\"Full\",'Failure Persistence Storage'!EN145,0)","v":0},{"$f":"IF($D145=\"Full\",'Failure Persistence Storage'!EQ145,0)","v":0},{"$f":"IF($D145=\"Full\",'Failure Persistence Storage'!ER145,0)","v":0},{"$f":"IF($D145=\"Full\",'Failure Persistence Storage'!EU145,0)","v":0},{"$f":"IF($D145=\"Full\",'Failure Persistence Storage'!EV145,0)","v":0},{"$f":"IF($D145=\"Full\",'Failure Persistence Storage'!EY145,0)","v":0},{"$f":"IF($D145=\"Full\",'Failure Persistence Storage'!EZ145,0)","v":0},{"$f":"IF($D145=\"Full\",'Failure Persistence Storage'!FC145,0)","v":0},{"$f":"IF($D145=\"Full\",'Failure Persistence Storage'!FD145,0)","v":0},{"$f":"IF($D145=\"Full\",'Failure Persistence Storage'!FG145,0)","v":0},{"$f":"IF($D145=\"Full\",'Failure Persistence Storage'!FH145,0)","v":0},{"$f":"IF($D145=\"Full\",'Failure Persistence Storage'!FK145,0)","v":0},{"$f":"IF($D145=\"Full\",'Failure Persistence Storage'!FL145,0)","v":0},{"$f":"IF($D145=\"Full\",'Failure Persistence Storage'!FO145,0)","v":0},{"$f":"IF($D145=\"Full\",'Failure Persistence Storage'!FP145,0)","v":0},{"$f":"IF($D145=\"Full\",'Failure Persistence Storage'!FS145,0)","v":0},{"$f":"IF($D145=\"Full\",'Failure Persistence Storage'!FT145,0)","v":0},{"$f":"IF($D145=\"Full\",'Failure Persistence Storage'!FW145,0)","v":0},{"$f":"IF($D145=\"Full\",'Failure Persistence Storage'!FX145,0)","v":0},{"$f":"IF($D145=\"Full\",'Failure Persistence Storage'!GA145,0)","v":0},{"$f":"IF($D145=\"Full\",'Failure Persistence Storage'!GB145,0)","v":0},{"$f":"IF($D145=\"Full\",'Failure Persistence Storage'!GE145,0)","v":0},{"$f":"IF($D145=\"Full\",'Failure Persistence Storage'!GF145,0)","v":0},{"$f":"IF($D145=\"Full\",'Failure Persistence Storage'!GI145,0)","v":0},{"$f":"IF($D145=\"Full\",'Failure Persistence Storage'!GJ145,0)","v":0},{"$f":"IF($D145=\"Full\",'Failure Persistence Storage'!GM145,0)","v":0},{"$f":"IF($D145=\"Full\",'Failure Persistence Storage'!GN145,0)","v":0},{"$f":"IF($D145=\"Full\",'Failure Persistence Storage'!GQ145,0)","v":0},{"$f":"IF($D145=\"Full\",'Failure Persistence Storage'!GR145,0)","v":0},{"$f":"IF($D145=\"Full\",'Failure Persistence Storage'!GU145,0)","v":0},{"$f":"IF($D145=\"Full\",'Failure Persistence Storage'!GV145,0)","v":0},{"$f":"IF($D145=\"Full\",'Failure Persistence Storage'!GY145,0)","v":0},{"$f":"IF($D145=\"Full\",'Failure Persistence Storage'!GZ145,0)","v":0},{"$f":"IF($D145=\"Full\",'Failure Persistence Storage'!HC145,0)","v":0},{"$f":"IF($D145=\"Full\",'Failure Persistence Storage'!HD145,0)","v":0},{"$f":"IF($D145=\"Full\",'Failure Persistence Storage'!HG145,0)","v":0},{"$f":"IF($D145=\"Full\",'Failure Persistence Storage'!HH145,0)","v":0},{"$f":"IF($D145=\"Full\",'Failure Persistence Storage'!HK145,0)","v":0},{"$f":"IF($D145=\"Full\",'Failure Persistence Storage'!HL145,0)","v":0},{"$f":"IF($D145=\"Full\",'Failure Persistence Storage'!HO145,0)","v":0}]
[null,null,null,null,null,null,null,null,null,null,null,null,null,null,null,null,null,null,null,null,null,null,null,null,null,null,null," "," "," "," "," "," "," "," "," "," "," "," "," "," "," "," "," "," "," "," "," "," "," "," "," "," "," "," "," "," "," "," "," "," "," "," "," "," "," "," "," "," "," "," "," "," "," "," "," "," "," "," "," "," "," "," "," "," "," "," "," "," "," "," "," "," "," "," "," "," "," "," "," "," "," "," "," "," "," "," "," "," "," "," "," "," "," "," "," "," "," "," "," "," "," "," "," "," "," "," "," "," "," "," "," "," "," "," "," "," "," "," "," "," "," "," "," "," "," "," "," "," "," "," "," "," "," "," "," "," "," "," "," "," "," "," "," "," "," "," "," "," "," "," "," "," "," "," "," "," "," "," "," "," "," "," "," "," "," "," "," "," "," "," "," "," "," "," "," "," "," "," "," "," "," "," "," "," "," "," "," "," "," "," "," "," "," "," "," "," "," "," "," "," "," "," ",null,{"$f":"IF($D147=\"Full\",'Failure Persistence Storage'!AB147,0)","v":0},{"$f":"IF($D147=\"Full\",'Failure Persistence Storage'!AE147,0)","v":0},{"$f":"IF($D147=\"Full\",'Failure Persistence Storage'!AF147,0)","v":0},{"$f":"IF($D147=\"Full\",'Failure Persistence Storage'!AI147,0)","v":0},{"$f":"IF($D147=\"Full\",'Failure Persistence Storage'!AJ147,0)","v":0},{"$f":"IF($D147=\"Full\",'Failure Persistence Storage'!AM147,0)","v":0},{"$f":"IF($D147=\"Full\",'Failure Persistence Storage'!AN147,0)","v":0},{"$f":"IF($D147=\"Full\",'Failure Persistence Storage'!AQ147,0)","v":0},{"$f":"IF($D147=\"Full\",'Failure Persistence Storage'!AR147,0)","v":0},{"$f":"IF($D147=\"Full\",'Failure Persistence Storage'!AU147,0)","v":0},{"$f":"IF($D147=\"Full\",'Failure Persistence Storage'!AV147,0)","v":0},{"$f":"IF($D147=\"Full\",'Failure Persistence Storage'!AY147,0)","v":0},{"$f":"IF($D147=\"Full\",'Failure Persistence Storage'!AZ147,0)","v":0},{"$f":"IF($D147=\"Full\",'Failure Persistence Storage'!BC147,0)","v":0},{"$f":"IF($D147=\"Full\",'Failure Persistence Storage'!BD147,0)","v":0},{"$f":"IF($D147=\"Full\",'Failure Persistence Storage'!BG147,0)","v":0},{"$f":"IF($D147=\"Full\",'Failure Persistence Storage'!BH147,0)","v":0},{"$f":"IF($D147=\"Full\",'Failure Persistence Storage'!BK147,0)","v":0},{"$f":"IF($D147=\"Full\",'Failure Persistence Storage'!BL147,0)","v":0},{"$f":"IF($D147=\"Full\",'Failure Persistence Storage'!BO147,0)","v":0},{"$f":"IF($D147=\"Full\",'Failure Persistence Storage'!BP147,0)","v":0},{"$f":"IF($D147=\"Full\",'Failure Persistence Storage'!BS147,0)","v":0},{"$f":"IF($D147=\"Full\",'Failure Persistence Storage'!BT147,0)","v":0},{"$f":"IF($D147=\"Full\",'Failure Persistence Storage'!BW147,0)","v":0},{"$f":"IF($D147=\"Full\",'Failure Persistence Storage'!BX147,0)","v":0},{"$f":"IF($D147=\"Full\",'Failure Persistence Storage'!CA147,0)","v":0},{"$f":"IF($D147=\"Full\",'Failure Persistence Storage'!CB147,0)","v":0},{"$f":"IF($D147=\"Full\",'Failure Persistence Storage'!CE147,0)","v":0},{"$f":"IF($D147=\"Full\",'Failure Persistence Storage'!CF147,0)","v":0},{"$f":"IF($D147=\"Full\",'Failure Persistence Storage'!CI147,0)","v":0},{"$f":"IF($D147=\"Full\",'Failure Persistence Storage'!CJ147,0)","v":0},{"$f":"IF($D147=\"Full\",'Failure Persistence Storage'!CM147,0)","v":0},{"$f":"IF($D147=\"Full\",'Failure Persistence Storage'!CN147,0)","v":0},{"$f":"IF($D147=\"Full\",'Failure Persistence Storage'!CQ147,0)","v":0},{"$f":"IF($D147=\"Full\",'Failure Persistence Storage'!CR147,0)","v":0},{"$f":"IF($D147=\"Full\",'Failure Persistence Storage'!CU147,0)","v":0},{"$f":"IF($D147=\"Full\",'Failure Persistence Storage'!CV147,0)","v":0},{"$f":"IF($D147=\"Full\",'Failure Persistence Storage'!CY147,0)","v":0},{"$f":"IF($D147=\"Full\",'Failure Persistence Storage'!CZ147,0)","v":0},{"$f":"IF($D147=\"Full\",'Failure Persistence Storage'!DC147,0)","v":0},{"$f":"IF($D147=\"Full\",'Failure Persistence Storage'!DD147,0)","v":0},{"$f":"IF($D147=\"Full\",'Failure Persistence Storage'!DG147,0)","v":0},{"$f":"IF($D147=\"Full\",'Failure Persistence Storage'!DH147,0)","v":0},{"$f":"IF($D147=\"Full\",'Failure Persistence Storage'!DK147,0)","v":0},{"$f":"IF($D147=\"Full\",'Failure Persistence Storage'!DL147,0)","v":0},{"$f":"IF($D147=\"Full\",'Failure Persistence Storage'!DO147,0)","v":0},{"$f":"IF($D147=\"Full\",'Failure Persistence Storage'!DP147,0)","v":0},{"$f":"IF($D147=\"Full\",'Failure Persistence Storage'!DS147,0)","v":0},{"$f":"IF($D147=\"Full\",'Failure Persistence Storage'!DT147,0)","v":0},{"$f":"IF($D147=\"Full\",'Failure Persistence Storage'!DW147,0)","v":0},{"$f":"IF($D147=\"Full\",'Failure Persistence Storage'!DX147,0)","v":0},{"$f":"IF($D147=\"Full\",'Failure Persistence Storage'!EA147,0)","v":0},{"$f":"IF($D147=\"Full\",'Failure Persistence Storage'!EB147,0)","v":0},{"$f":"IF($D147=\"Full\",'Failure Persistence Storage'!EE147,0)","v":0},{"$f":"IF($D147=\"Full\",'Failure Persistence Storage'!EF147,0)","v":0},{"$f":"IF($D147=\"Full\",'Failure Persistence Storage'!EI147,0)","v":0},{"$f":"IF($D147=\"Full\",'Failure Persistence Storage'!EJ147,0)","v":0},{"$f":"IF($D147=\"Full\",'Failure Persistence Storage'!EM147,0)","v":0},{"$f":"IF($D147=\"Full\",'Failure Persistence Storage'!EN147,0)","v":0},{"$f":"IF($D147=\"Full\",'Failure Persistence Storage'!EQ147,0)","v":0},{"$f":"IF($D147=\"Full\",'Failure Persistence Storage'!ER147,0)","v":0},{"$f":"IF($D147=\"Full\",'Failure Persistence Storage'!EU147,0)","v":0},{"$f":"IF($D147=\"Full\",'Failure Persistence Storage'!EV147,0)","v":0},{"$f":"IF($D147=\"Full\",'Failure Persistence Storage'!EY147,0)","v":0},{"$f":"IF($D147=\"Full\",'Failure Persistence Storage'!EZ147,0)","v":0},{"$f":"IF($D147=\"Full\",'Failure Persistence Storage'!FC147,0)","v":0},{"$f":"IF($D147=\"Full\",'Failure Persistence Storage'!FD147,0)","v":0},{"$f":"IF($D147=\"Full\",'Failure Persistence Storage'!FG147,0)","v":0},{"$f":"IF($D147=\"Full\",'Failure Persistence Storage'!FH147,0)","v":0},{"$f":"IF($D147=\"Full\",'Failure Persistence Storage'!FK147,0)","v":0},{"$f":"IF($D147=\"Full\",'Failure Persistence Storage'!FL147,0)","v":0},{"$f":"IF($D147=\"Full\",'Failure Persistence Storage'!FO147,0)","v":0},{"$f":"IF($D147=\"Full\",'Failure Persistence Storage'!FP147,0)","v":0},{"$f":"IF($D147=\"Full\",'Failure Persistence Storage'!FS147,0)","v":0},{"$f":"IF($D147=\"Full\",'Failure Persistence Storage'!FT147,0)","v":0},{"$f":"IF($D147=\"Full\",'Failure Persistence Storage'!FW147,0)","v":0},{"$f":"IF($D147=\"Full\",'Failure Persistence Storage'!FX147,0)","v":0},{"$f":"IF($D147=\"Full\",'Failure Persistence Storage'!GA147,0)","v":0},{"$f":"IF($D147=\"Full\",'Failure Persistence Storage'!GB147,0)","v":0},{"$f":"IF($D147=\"Full\",'Failure Persistence Storage'!GE147,0)","v":0},{"$f":"IF($D147=\"Full\",'Failure Persistence Storage'!GF147,0)","v":0},{"$f":"IF($D147=\"Full\",'Failure Persistence Storage'!GI147,0)","v":0},{"$f":"IF($D147=\"Full\",'Failure Persistence Storage'!GJ147,0)","v":0},{"$f":"IF($D147=\"Full\",'Failure Persistence Storage'!GM147,0)","v":0},{"$f":"IF($D147=\"Full\",'Failure Persistence Storage'!GN147,0)","v":0},{"$f":"IF($D147=\"Full\",'Failure Persistence Storage'!GQ147,0)","v":0},{"$f":"IF($D147=\"Full\",'Failure Persistence Storage'!GR147,0)","v":0},{"$f":"IF($D147=\"Full\",'Failure Persistence Storage'!GU147,0)","v":0},{"$f":"IF($D147=\"Full\",'Failure Persistence Storage'!GV147,0)","v":0},{"$f":"IF($D147=\"Full\",'Failure Persistence Storage'!GY147,0)","v":0},{"$f":"IF($D147=\"Full\",'Failure Persistence Storage'!GZ147,0)","v":0},{"$f":"IF($D147=\"Full\",'Failure Persistence Storage'!HC147,0)","v":0},{"$f":"IF($D147=\"Full\",'Failure Persistence Storage'!HD147,0)","v":0},{"$f":"IF($D147=\"Full\",'Failure Persistence Storage'!HG147,0)","v":0},{"$f":"IF($D147=\"Full\",'Failure Persistence Storage'!HH147,0)","v":0},{"$f":"IF($D147=\"Full\",'Failure Persistence Storage'!HK147,0)","v":0},{"$f":"IF($D147=\"Full\",'Failure Persistence Storage'!HL147,0)","v":0},{"$f":"IF($D147=\"Full\",'Failure Persistence Storage'!HO147,0)","v":0}]
[null,"Combination of elements",null,{"$f":"IF(OR(D140=\"Part\",D141=\"Part\",D142=\"Part\",D143=\"Part\",D144=\"Part\",D145=\"Part\",D146=\"Part\",D147=\"Part\",D148=\"Part\",D149=\"Part\"),\"Part\",IF(OR(D140=\"Full\",D141=\"Full\",D142=\"Full\",D143=\"Full\",D144=\"Full\",D145=\"Full\",D146=\"Full\",D147=\"Full\",D148=\"Full\",D149=\"Full\"),\"Full\",IF(AND(D140=\" \",D141=\" \",D142=\" \",D143=\" \",D144=\" \",D145=\" \",D146=\" \",D147=\" \",D148=\" \",D149=\" \"),\" \",\" \")))","v":" "},null,null,null,null,null,null,null,null,null,null,null,null,null,null,null,null,null,null,null,null,null,null,null," ",{"$f":"IF($D150=\" \",\" \",SUM(AC140:AC149))","v":" "},{"$f":"IF($D150=\" \",\" \",SUM(AD140:AD149))","v":" "},{"$f":"IF($D150=\" \",\" \",AB150*AD150)","v":" "},{"$f":"IF($D150=\" \",\" \",1/AG150)","v":" "},{"$f":"IF($D150=\" \",\" \",SUM(AG140:AG149))","v":" "},{"$f":"IF($D150=\" \",\" \",SUM(AH140:AH149))","v":" "},{"$f":"IF($D150=\" \",\" \",AF150*AH150)","v":" "}," ",{"$f":"IF($D150=\" \",\" \",SUM(AK140:AK149))","v":" "},{"$f":"IF($D150=\" \",\" \",SUM(AL140:AL149))","v":" "},{"$f":"IF($D150=\" \",\" \",AJ150*AL150)","v":" "}," ",{"$f":"IF($D150=\" \",\" \",SUM(AO140:AO149))","v":" "},{"$f":"IF($D150=\" \",\" \",SUM(AP140:AP149))","v":" "},{"$f":"IF($D150=\" \",\" \",AN150*AP150)","v":" "}," ",{"$f":"IF($D150=\" \",\" \",SUM(AS140:AS149))","v":" "},{"$f":"IF($D150=\" \",\" \",SUM(AT140:AT149))","v":" "},{"$f":"IF($D150=\" \",\" \",AR150*AT150)","v":" "}," ",{"$f":"IF($D150=\" \",\" \",SUM(AW140:AW149))","v":" "},{"$f":"IF($D150=\" \",\" \",SUM(AX140:AX149))","v":" "},{"$f":"IF($D150=\" \",\" \",AV150*AX150)","v":" "}," ",{"$f":"IF($D150=\" \",\" \",SUM(BA140:BA149))","v":" "},{"$f":"IF($D150=\" \",\" \",SUM(BB140:BB149))","v":" "},{"$f":"IF($D150=\" \",\" \",AZ150*BB150)","v":" "}," ",{"$f":"IF($D150=\" \",\" \",SUM(BE140:BE149))","v":" "},{"$f":"IF($D150=\" \",\" \",SUM(BF140:BF149))","v":" "},{"$f":"IF($D150=\" \",\" \",BD150*BF150)","v":" "}," ",{"$f":"IF($D150=\" \",\" \",SUM(BI140:BI149))","v":" "},{"$f":"IF($D150=\" \",\" \",SUM(BJ140:BJ149))","v":" "},{"$f":"IF($D150=\" \",\" \",BH150*BJ150)","v":" "}," ",{"$f":"IF($D150=\" \",\" \",SUM(BM140:BM149))","v":" "},{"$f":"IF($D150=\" \",\" \",SUM(BN140:BN149))","v":" "},{"$f":"IF($D150=\" \",\" \",BL150*BN150)","v":" "}," ",{"$f":"IF($D150=\" \",\" \",SUM(BQ140:BQ149))","v":" "},{"$f":"IF($D150=\" \",\" \",SUM(BR140:BR149))","v":" "},{"$f":"IF($D150=\" \",\" \",BP150*BR150)","v":" "}," ",{"$f":"IF($D150=\" \",\" \",SUM(BU140:BU149))","v":" "},{"$f":"IF($D150=\" \",\" \",SUM(BV140:BV149))","v":" "},{"$f":"IF($D150=\" \",\" \",BT150*BV150)","v":" "}," ",{"$f":"IF($D150=\" \",\" \",SUM(BY140:BY149))","v":" "},{"$f":"IF($D150=\" \",\" \",SUM(BZ140:BZ149))","v":" "},{"$f":"IF($D150=\" \",\" \",BX150*BZ150)","v":" "}," ",{"$f":"IF($D150=\" \",\" \",SUM(CC140:CC149))","v":" "},{"$f":"IF($D150=\" \",\" \",SUM(CD140:CD149))","v":" "},{"$f":"IF($D150=\" \",\" \",CB150*CD150)","v":" "}," ",{"$f":"IF($D150=\" \",\" \",SUM(CG140:CG149))","v":" "},{"$f":"IF($D150=\" \",\" \",SUM(CH140:CH149))","v":" "},{"$f":"IF($D150=\" \",\" \",CF150*CH150)","v":" "}," ",{"$f":"IF($D150=\" \",\" \",SUM(CK140:CK149))","v":" "},{"$f":"IF($D150=\" \",\" \",SUM(CL140:CL149))","v":" "},{"$f":"IF($D150=\" \",\" \",CJ150*CL150)","v":" "}," ",{"$f":"IF($D150=\" \",\" \",SUM(CO140:CO149))","v":" "},{"$f":"IF($D150=\" \",\" \",SUM(CP140:CP149))","v":" "},{"$f":"IF($D150=\" \",\" \",CN150*CP150)","v":" "},{"$f":"IF($D150=\" \",\" \",1/CS150)","v":" "},{"$f":"IF($D150=\" \",\" \",SUM(CS140:CS149))","v":" "},{"$f":"IF($D150=\" \",\" \",SUM(CT140:CT149))","v":" "},{"$f":"IF($D150=\" \",\" \",CR150*CT150)","v":" "}," ",{"$f":"IF($D150=\" \",\" \",SUM(CW140:CW149))","v":" "},{"$f":"IF($D150=\" \",\" \",SUM(CX140:CX149))","v":" "},{"$f":"IF($D150=\" \",\" \",CV150*CX150)","v":" "}," ",{"$f":"IF($D150=\" \",\" \",SUM(DA140:DA149))","v":" "},{"$f":"IF($D150=\" \",\" \",SUM(DB140:DB149))","v":" "},{"$f":"IF($D150=\" \",\" \",CZ150*DB150)","v":" "}," ",{"$f":"IF($D150=\" \",\" \",SUM(DE140:DE149))","v":" "},{"$f":"IF($D150=\" \",\" \",SUM(DF140:DF149))","v":" "},{"$f":"IF($D150=\" \",\" \",DD150*DF150)","v":" "}," ",{"$f":"IF($D150=\" \",\" \",SUM(DI140:DI149))","v":" "},{"$f":"IF($D150=\" \",\" \",SUM(DJ140:DJ149))","v":" "},{"$f":"IF($D150=\" \",\" \",DH150*DJ150)","v":" "}," ",{"$f":"IF($D150=\" \",\" \",SUM(DM140:DM149))","v":" "},{"$f":"IF($D150=\" \",\" \",SUM(DN140:DN149))","v":" "},{"$f":"IF($D150=\" \",\" \",DL150*DN150)","v":" "}," ",{"$f":"IF($D150=\" \",\" \",SUM(DQ140:DQ149))","v":" "},{"$f":"IF($D150=\" \",\" \",SUM(DR140:DR149))","v":" "},{"$f":"IF($D150=\" \",\" \",DP150*DR150)","v":" "}," ",{"$f":"IF($D150=\" \",\" \",SUM(DU140:DU149))","v":" "},{"$f":"IF($D150=\" \",\" \",SUM(DV140:DV149))","v":" "},{"$f":"IF($D150=\" \",\" \",DT150*DV150)","v":" "}," ",{"$f":"IF($D150=\" \",\" \",SUM(DY140:DY149))","v":" "},{"$f":"IF($D150=\" \",\" \",SUM(DZ140:DZ149))","v":" "},{"$f":"IF($D150=\" \",\" \",DX150*DZ150)","v":" "}," ",{"$f":"IF($D150=\" \",\" \",SUM(EC140:EC149))","v":" "},{"$f":"IF($D150=\" \",\" \",SUM(ED140:ED149))","v":" "},{"$f":"IF($D150=\" \",\" \",EB150*ED150)","v":" "}," ",{"$f":"IF($D150=\" \",\" \",SUM(EG140:EG149))","v":" "},{"$f":"IF($D150=\" \",\" \",SUM(EH140:EH149))","v":" "},{"$f":"IF($D150=\" \",\" \",EF150*EH150)","v":" "}," ",{"$f":"IF($D150=\" \",\" \",SUM(EK140:EK149))","v":" "},{"$f":"IF($D150=\" \",\" \",SUM(EL140:EL149))","v":" "},{"$f":"IF($D150=\" \",\" \",EJ150*EL150)","v":" "}," ",{"$f":"IF($D150=\" \",\" \",SUM(EO140:EO149))","v":" "},{"$f":"IF($D150=\" \",\" \",SUM(EP140:EP149))","v":" "},{"$f":"IF($D150=\" \",\" \",EN150*EP150)","v":" "}," ",{"$f":"IF($D150=\" \",\" \",SUM(ES140:ES149))","v":" "},{"$f":"IF($D150=\" \",\" \",SUM(ET140:ET149))","v":" "},{"$f":"IF($D150=\" \",\" \",ER150*ET150)","v":" "}," ",{"$f":"IF($D150=\" \",\" \",SUM(EW140:EW149))","v":" "},{"$f":"IF($D150=\" \",\" \",SUM(EX140:EX149))","v":" "},{"$f":"IF($D150=\" \",\" \",EV150*EX150)","v":" "}," ",{"$f":"IF($D150=\" \",\" \",SUM(FA140:FA149))","v":" "},{"$f":"IF($D150=\" \",\" \",SUM(FB140:FB149))","v":" "},{"$f":"IF($D150=\" \",\" \",EZ150*FB150)","v":" "},{"$f":"IF($D150=\" \",\" \",1/FE150)","v":" "},{"$f":"IF($D150=\" \",\" \",SUM(FE140:FE149))","v":" "},{"$f":"IF($D150=\" \",\" \",SUM(FF140:FF149))","v":" "},{"$f":"IF($D150=\" \",\" \",FD150*FF150)","v":" "}," ",{"$f":"IF($D150=\" \",\" \",SUM(FI140:FI149))","v":" "},{"$f":"IF($D150=\" \",\" \",SUM(FJ140:FJ149))","v":" "},{"$f":"IF($D150=\" \",\" \",FH150*FJ150)","v":" "}," ",{"$f":"IF($D150=\" \",\" \",SUM(FM140:FM149))","v":" "},{"$f":"IF($D150=\" \",\" \",SUM(FN140:FN149))","v":" "},{"$f":"IF($D150=\" \",\" \",FL150*FN150)","v":" "}," ",{"$f":"IF($D150=\" \",\" \",SUM(FQ140:FQ149))","v":" "},{"$f":"IF($D150=\" \",\" \",SUM(FR140:FR149))","v":" "},{"$f":"IF($D150=\" \",\" \",FP150*FR150)","v":" "}," ",{"$f":"IF($D150=\" \",\" \",SUM(FU140:FU149))","v":" "},{"$f":"IF($D150=\" \",\" \",SUM(FV140:FV149))","v":" "},{"$f":"IF($D150=\" \",\" \",FT150*FV150)","v":" "}," ",{"$f":"IF($D150=\" \",\" \",SUM(FY140:FY149))","v":" "},{"$f":"IF($D150=\" \",\" \",SUM(FZ140:FZ149))","v":" "},{"$f":"IF($D150=\" \",\" \",FX150*FZ150)","v":" "}," ",{"$f":"IF($D150=\" \",\" \",SUM(GC140:GC149))","v":" "},{"$f":"IF($D150=\" \",\" \",SUM(GD140:GD149))","v":" "},{"$f":"IF($D150=\" \",\" \",GB150*GD150)","v":" "}," ",{"$f":"IF($D150=\" \",\" \",SUM(GG140:GG149))","v":" "},{"$f":"IF($D150=\" \",\" \",SUM(GH140:GH149))","v":" "},{"$f":"IF($D150=\" \",\" \",GF150*GH150)","v":" "}," ",{"$f":"IF($D150=\" \",\" \",SUM(GK140:GK149))","v":" "},{"$f":"IF($D150=\" \",\" \",SUM(GL140:GL149))","v":" "},{"$f":"IF($D150=\" \",\" \",GJ150*GL150)","v":" "}," ",{"$f":"IF($D150=\" \",\" \",SUM(GO140:GO149))","v":" "},{"$f":"IF($D150=\" \",\" \",SUM(GP140:GP149))","v":" "},{"$f":"IF($D150=\" \",\" \",GN150*GP150)","v":" "}," ",{"$f":"IF($D150=\" \",\" \",SUM(GS140:GS149))","v":" "},{"$f":"IF($D150=\" \",\" \",SUM(GT140:GT149))","v":" "},{"$f":"IF($D150=\" \",\" \",GR150*GT150)","v":" "}," ",{"$f":"IF($D150=\" \",\" \",SUM(GW140:GW149))","v":" "},{"$f":"IF($D150=\" \",\" \",SUM(GX140:GX149))","v":" "},{"$f":"IF($D150=\" \",\" \",GV150*GX150)","v":" "}," ",{"$f":"IF($D150=\" \",\" \",SUM(HA140:HA149))","v":" "},{"$f":"IF($D150=\" \",\" \",SUM(HB140:HB149))","v":" "},{"$f":"IF($D150=\" \",\" \",GZ150*HB150)","v":" "}," ",{"$f":"IF($D150=\" \",\" \",SUM(HE140:HE149))","v":" "},{"$f":"IF($D150=\" \",\" \",SUM(HF140:HF149))","v":" "},{"$f":"IF($D150=\" \",\" \",HD150*HF150)","v":" "}," ",{"$f":"IF($D150=\" \",\" \",SUM(HI140:HI149))","v":" "},{"$f":"IF($D150=\" \",\" \",SUM(HJ140:HJ149))","v":" "},{"$f":"IF($D150=\" \",\" \",HH150*HJ150)","v":" "}," ",{"$f":"IF($D150=\" \",\" \",SUM(HM140:HM149))","v":" "},{"$f":"IF($D150=\" \",\" \",SUM(HN140:HN149))","v":" "},{"$f":"IF($D150=\" \",\" \",HL150*HN150)","v":" "},null,{"$f":"IF($D150=\"Full\",'Failure Persistence Storage'!AB150,0)","v":0},{"$f":"IF($D150=\"Full\",'Failure Persistence Storage'!AE150,0)","v":0},{"$f":"IF($D150=\"Full\",'Failure Persistence Storage'!AF150,0)","v":0},{"$f":"IF($D150=\"Full\",'Failure Persistence Storage'!AI150,0)","v":0},{"$f":"IF($D150=\"Full\",'Failure Persistence Storage'!AJ150,0)","v":0},{"$f":"IF($D150=\"Full\",'Failure Persistence Storage'!AM150,0)","v":0},{"$f":"IF($D150=\"Full\",'Failure Persistence Storage'!AN150,0)","v":0},{"$f":"IF($D150=\"Full\",'Failure Persistence Storage'!AQ150,0)","v":0},{"$f":"IF($D150=\"Full\",'Failure Persistence Storage'!AR150,0)","v":0},{"$f":"IF($D150=\"Full\",'Failure Persistence Storage'!AU150,0)","v":0},{"$f":"IF($D150=\"Full\",'Failure Persistence Storage'!AV150,0)","v":0},{"$f":"IF($D150=\"Full\",'Failure Persistence Storage'!AY150,0)","v":0},{"$f":"IF($D150=\"Full\",'Failure Persistence Storage'!AZ150,0)","v":0},{"$f":"IF($D150=\"Full\",'Failure Persistence Storage'!BC150,0)","v":0},{"$f":"IF($D150=\"Full\",'Failure Persistence Storage'!BD150,0)","v":0},{"$f":"IF($D150=\"Full\",'Failure Persistence Storage'!BG150,0)","v":0},{"$f":"IF($D150=\"Full\",'Failure Persistence Storage'!BH150,0)","v":0},{"$f":"IF($D150=\"Full\",'Failure Persistence Storage'!BK150,0)","v":0},{"$f":"IF($D150=\"Full\",'Failure Persistence Storage'!BL150,0)","v":0},{"$f":"IF($D150=\"Full\",'Failure Persistence Storage'!BO150,0)","v":0},{"$f":"IF($D150=\"Full\",'Failure Persistence Storage'!BP150,0)","v":0},{"$f":"IF($D150=\"Full\",'Failure Persistence Storage'!BS150,0)","v":0},{"$f":"IF($D150=\"Full\",'Failure Persistence Storage'!BT150,0)","v":0},{"$f":"IF($D150=\"Full\",'Failure Persistence Storage'!BW150,0)","v":0},{"$f":"IF($D150=\"Full\",'Failure Persistence Storage'!BX150,0)","v":0},{"$f":"IF($D150=\"Full\",'Failure Persistence Storage'!CA150,0)","v":0},{"$f":"IF($D150=\"Full\",'Failure Persistence Storage'!CB150,0)","v":0},{"$f":"IF($D150=\"Full\",'Failure Persistence Storage'!CE150,0)","v":0},{"$f":"IF($D150=\"Full\",'Failure Persistence Storage'!CF150,0)","v":0},{"$f":"IF($D150=\"Full\",'Failure Persistence Storage'!CI150,0)","v":0},{"$f":"IF($D150=\"Full\",'Failure Persistence Storage'!CJ150,0)","v":0},{"$f":"IF($D150=\"Full\",'Failure Persistence Storage'!CM150,0)","v":0},{"$f":"IF($D150=\"Full\",'Failure Persistence Storage'!CN150,0)","v":0},{"$f":"IF($D150=\"Full\",'Failure Persistence Storage'!CQ150,0)","v":0},{"$f":"IF($D150=\"Full\",'Failure Persistence Storage'!CR150,0)","v":0},{"$f":"IF($D150=\"Full\",'Failure Persistence Storage'!CU150,0)","v":0},{"$f":"IF($D150=\"Full\",'Failure Persistence Storage'!CV150,0)","v":0},{"$f":"IF($D150=\"Full\",'Failure Persistence Storage'!CY150,0)","v":0},{"$f":"IF($D150=\"Full\",'Failure Persistence Storage'!CZ150,0)","v":0},{"$f":"IF($D150=\"Full\",'Failure Persistence Storage'!DC150,0)","v":0},{"$f":"IF($D150=\"Full\",'Failure Persistence Storage'!DD150,0)","v":0},{"$f":"IF($D150=\"Full\",'Failure Persistence Storage'!DG150,0)","v":0},{"$f":"IF($D150=\"Full\",'Failure Persistence Storage'!DH150,0)","v":0},{"$f":"IF($D150=\"Full\",'Failure Persistence Storage'!DK150,0)","v":0},{"$f":"IF($D150=\"Full\",'Failure Persistence Storage'!DL150,0)","v":0},{"$f":"IF($D150=\"Full\",'Failure Persistence Storage'!DO150,0)","v":0},{"$f":"IF($D150=\"Full\",'Failure Persistence Storage'!DP150,0)","v":0},{"$f":"IF($D150=\"Full\",'Failure Persistence Storage'!DS150,0)","v":0},{"$f":"IF($D150=\"Full\",'Failure Persistence Storage'!DT150,0)","v":0},{"$f":"IF($D150=\"Full\",'Failure Persistence Storage'!DW150,0)","v":0},{"$f":"IF($D150=\"Full\",'Failure Persistence Storage'!DX150,0)","v":0},{"$f":"IF($D150=\"Full\",'Failure Persistence Storage'!EA150,0)","v":0},{"$f":"IF($D150=\"Full\",'Failure Persistence Storage'!EB150,0)","v":0},{"$f":"IF($D150=\"Full\",'Failure Persistence Storage'!EE150,0)","v":0},{"$f":"IF($D150=\"Full\",'Failure Persistence Storage'!EF150,0)","v":0},{"$f":"IF($D150=\"Full\",'Failure Persistence Storage'!EI150,0)","v":0},{"$f":"IF($D150=\"Full\",'Failure Persistence Storage'!EJ150,0)","v":0},{"$f":"IF($D150=\"Full\",'Failure Persistence Storage'!EM150,0)","v":0},{"$f":"IF($D150=\"Full\",'Failure Persistence Storage'!EN150,0)","v":0},{"$f":"IF($D150=\"Full\",'Failure Persistence Storage'!EQ150,0)","v":0},{"$f":"IF($D150=\"Full\",'Failure Persistence Storage'!ER150,0)","v":0},{"$f":"IF($D150=\"Full\",'Failure Persistence Storage'!EU150,0)","v":0},{"$f":"IF($D150=\"Full\",'Failure Persistence Storage'!EV150,0)","v":0},{"$f":"IF($D150=\"Full\",'Failure Persistence Storage'!EY150,0)","v":0},{"$f":"IF($D150=\"Full\",'Failure Persistence Storage'!EZ150,0)","v":0},{"$f":"IF($D150=\"Full\",'Failure Persistence Storage'!FC150,0)","v":0},{"$f":"IF($D150=\"Full\",'Failure Persistence Storage'!FD150,0)","v":0},{"$f":"IF($D150=\"Full\",'Failure Persistence Storage'!FG150,0)","v":0},{"$f":"IF($D150=\"Full\",'Failure Persistence Storage'!FH150,0)","v":0},{"$f":"IF($D150=\"Full\",'Failure Persistence Storage'!FK150,0)","v":0},{"$f":"IF($D150=\"Full\",'Failure Persistence Storage'!FL150,0)","v":0},{"$f":"IF($D150=\"Full\",'Failure Persistence Storage'!FO150,0)","v":0},{"$f":"IF($D150=\"Full\",'Failure Persistence Storage'!FP150,0)","v":0},{"$f":"IF($D150=\"Full\",'Failure Persistence Storage'!FS150,0)","v":0},{"$f":"IF($D150=\"Full\",'Failure Persistence Storage'!FT150,0)","v":0},{"$f":"IF($D150=\"Full\",'Failure Persistence Storage'!FW150,0)","v":0},{"$f":"IF($D150=\"Full\",'Failure Persistence Storage'!FX150,0)","v":0},{"$f":"IF($D150=\"Full\",'Failure Persistence Storage'!GA150,0)","v":0},{"$f":"IF($D150=\"Full\",'Failure Persistence Storage'!GB150,0)","v":0},{"$f":"IF($D150=\"Full\",'Failure Persistence Storage'!GE150,0)","v":0},{"$f":"IF($D150=\"Full\",'Failure Persistence Storage'!GF150,0)","v":0},{"$f":"IF($D150=\"Full\",'Failure Persistence Storage'!GI150,0)","v":0},{"$f":"IF($D150=\"Full\",'Failure Persistence Storage'!GJ150,0)","v":0},{"$f":"IF($D150=\"Full\",'Failure Persistence Storage'!GM150,0)","v":0},{"$f":"IF($D150=\"Full\",'Failure Persistence Storage'!GN150,0)","v":0},{"$f":"IF($D150=\"Full\",'Failure Persistence Storage'!GQ150,0)","v":0},{"$f":"IF($D150=\"Full\",'Failure Persistence Storage'!GR150,0)","v":0},{"$f":"IF($D150=\"Full\",'Failure Persistence Storage'!GU150,0)","v":0},{"$f":"IF($D150=\"Full\",'Failure Persistence Storage'!GV150,0)","v":0},{"$f":"IF($D150=\"Full\",'Failure Persistence Storage'!GY150,0)","v":0},{"$f":"IF($D150=\"Full\",'Failure Persistence Storage'!GZ150,0)","v":0},{"$f":"IF($D150=\"Full\",'Failure Persistence Storage'!HC150,0)","v":0},{"$f":"IF($D150=\"Full\",'Failure Persistence Storage'!HD150,0)","v":0},{"$f":"IF($D150=\"Full\",'Failure Persistence Storage'!HG150,0)","v":0},{"$f":"IF($D150=\"Full\",'Failure Persistence Storage'!HH150,0)","v":0},{"$f":"IF($D150=\"Full\",'Failure Persistence Storage'!HK150,0)","v":0},{"$f":"IF($D150=\"Full\",'Failure Persistence Storage'!HL150,0)","v":0},{"$f":"IF($D150=\"Full\",'Failure Persistence Storage'!HO150,0)","v":0}]
[null,null,null,null,null,null,null,null,null,null,null,null,null,null,null,null,null,null,null,null,null,null,null,null,null,null,null," "," "," "," "," "," "," "," "," "," "," "," "," "," "," "," "," "," "," "," "," "," "," "," "," "," "," "," "," "," "," "," "," "," "," "," "," "," "," "," "," "," "," "," "," "," "," "," "," "," "," "," "," "," "," "," "," "," "," "," "," "," "," "," "," "," "," "," "," "," "," "," "," "," "," "," "," "," "," "," "," "," "," "," "," "," "," "," "," "," "," "," "," "," "," "," "," "," "," "," "," "," "," "," "," "," "," "," "," "," "," "," "," "," "," "," "," "," "," "," "," "," "," "," "," "," "," "," "," "," "," "," "," "," "," "," "," "," "," "," "," "," "," "," "," "," "," "," "," "," "," "," "," "," "," "," "," "," "," "," "," "," "," "," "," "," "," "," "," "," "," "," "," "," "," "," "," "," "," "," "," "," "," "," "," "," "," "," "," "," "," "," "," "," "," "," ",null,{"$f":"IF($D155=\"Full\",'Failure Persistence Storage'!AB155,0)","v":0},{"$f":"IF($D155=\"Full\",'Failure Persistence Storage'!AE155,0)","v":0},{"$f":"IF($D155=\"Full\",'Failure Persistence Storage'!AF155,0)","v":0},{"$f":"IF($D155=\"Full\",'Failure Persistence Storage'!AI155,0)","v":0},{"$f":"IF($D155=\"Full\",'Failure Persistence Storage'!AJ155,0)","v":0},{"$f":"IF($D155=\"Full\",'Failure Persistence Storage'!AM155,0)","v":0},{"$f":"IF($D155=\"Full\",'Failure Persistence Storage'!AN155,0)","v":0},{"$f":"IF($D155=\"Full\",'Failure Persistence Storage'!AQ155,0)","v":0},{"$f":"IF($D155=\"Full\",'Failure Persistence Storage'!AR155,0)","v":0},{"$f":"IF($D155=\"Full\",'Failure Persistence Storage'!AU155,0)","v":0},{"$f":"IF($D155=\"Full\",'Failure Persistence Storage'!AV155,0)","v":0},{"$f":"IF($D155=\"Full\",'Failure Persistence Storage'!AY155,0)","v":0},{"$f":"IF($D155=\"Full\",'Failure Persistence Storage'!AZ155,0)","v":0},{"$f":"IF($D155=\"Full\",'Failure Persistence Storage'!BC155,0)","v":0},{"$f":"IF($D155=\"Full\",'Failure Persistence Storage'!BD155,0)","v":0},{"$f":"IF($D155=\"Full\",'Failure Persistence Storage'!BG155,0)","v":0},{"$f":"IF($D155=\"Full\",'Failure Persistence Storage'!BH155,0)","v":0},{"$f":"IF($D155=\"Full\",'Failure Persistence Storage'!BK155,0)","v":0},{"$f":"IF($D155=\"Full\",'Failure Persistence Storage'!BL155,0)","v":0},{"$f":"IF($D155=\"Full\",'Failure Persistence Storage'!BO155,0)","v":0},{"$f":"IF($D155=\"Full\",'Failure Persistence Storage'!BP155,0)","v":0},{"$f":"IF($D155=\"Full\",'Failure Persistence Storage'!BS155,0)","v":0},{"$f":"IF($D155=\"Full\",'Failure Persistence Storage'!BT155,0)","v":0},{"$f":"IF($D155=\"Full\",'Failure Persistence Storage'!BW155,0)","v":0},{"$f":"IF($D155=\"Full\",'Failure Persistence Storage'!BX155,0)","v":0},{"$f":"IF($D155=\"Full\",'Failure Persistence Storage'!CA155,0)","v":0},{"$f":"IF($D155=\"Full\",'Failure Persistence Storage'!CB155,0)","v":0},{"$f":"IF($D155=\"Full\",'Failure Persistence Storage'!CE155,0)","v":0},{"$f":"IF($D155=\"Full\",'Failure Persistence Storage'!CF155,0)","v":0},{"$f":"IF($D155=\"Full\",'Failure Persistence Storage'!CI155,0)","v":0},{"$f":"IF($D155=\"Full\",'Failure Persistence Storage'!CJ155,0)","v":0},{"$f":"IF($D155=\"Full\",'Failure Persistence Storage'!CM155,0)","v":0},{"$f":"IF($D155=\"Full\",'Failure Persistence Storage'!CN155,0)","v":0},{"$f":"IF($D155=\"Full\",'Failure Persistence Storage'!CQ155,0)","v":0},{"$f":"IF($D155=\"Full\",'Failure Persistence Storage'!CR155,0)","v":0},{"$f":"IF($D155=\"Full\",'Failure Persistence Storage'!CU155,0)","v":0},{"$f":"IF($D155=\"Full\",'Failure Persistence Storage'!CV155,0)","v":0},{"$f":"IF($D155=\"Full\",'Failure Persistence Storage'!CY155,0)","v":0},{"$f":"IF($D155=\"Full\",'Failure Persistence Storage'!CZ155,0)","v":0},{"$f":"IF($D155=\"Full\",'Failure Persistence Storage'!DC155,0)","v":0},{"$f":"IF($D155=\"Full\",'Failure Persistence Storage'!DD155,0)","v":0},{"$f":"IF($D155=\"Full\",'Failure Persistence Storage'!DG155,0)","v":0},{"$f":"IF($D155=\"Full\",'Failure Persistence Storage'!DH155,0)","v":0},{"$f":"IF($D155=\"Full\",'Failure Persistence Storage'!DK155,0)","v":0},{"$f":"IF($D155=\"Full\",'Failure Persistence Storage'!DL155,0)","v":0},{"$f":"IF($D155=\"Full\",'Failure Persistence Storage'!DO155,0)","v":0},{"$f":"IF($D155=\"Full\",'Failure Persistence Storage'!DP155,0)","v":0},{"$f":"IF($D155=\"Full\",'Failure Persistence Storage'!DS155,0)","v":0},{"$f":"IF($D155=\"Full\",'Failure Persistence Storage'!DT155,0)","v":0},{"$f":"IF($D155=\"Full\",'Failure Persistence Storage'!DW155,0)","v":0},{"$f":"IF($D155=\"Full\",'Failure Persistence Storage'!DX155,0)","v":0},{"$f":"IF($D155=\"Full\",'Failure Persistence Storage'!EA155,0)","v":0},{"$f":"IF($D155=\"Full\",'Failure Persistence Storage'!EB155,0)","v":0},{"$f":"IF($D155=\"Full\",'Failure Persistence Storage'!EE155,0)","v":0},{"$f":"IF($D155=\"Full\",'Failure Persistence Storage'!EF155,0)","v":0},{"$f":"IF($D155=\"Full\",'Failure Persistence Storage'!EI155,0)","v":0},{"$f":"IF($D155=\"Full\",'Failure Persistence Storage'!EJ155,0)","v":0},{"$f":"IF($D155=\"Full\",'Failure Persistence Storage'!EM155,0)","v":0},{"$f":"IF($D155=\"Full\",'Failure Persistence Storage'!EN155,0)","v":0},{"$f":"IF($D155=\"Full\",'Failure Persistence Storage'!EQ155,0)","v":0},{"$f":"IF($D155=\"Full\",'Failure Persistence Storage'!ER155,0)","v":0},{"$f":"IF($D155=\"Full\",'Failure Persistence Storage'!EU155,0)","v":0},{"$f":"IF($D155=\"Full\",'Failure Persistence Storage'!EV155,0)","v":0},{"$f":"IF($D155=\"Full\",'Failure Persistence Storage'!EY155,0)","v":0},{"$f":"IF($D155=\"Full\",'Failure Persistence Storage'!EZ155,0)","v":0},{"$f":"IF($D155=\"Full\",'Failure Persistence Storage'!FC155,0)","v":0},{"$f":"IF($D155=\"Full\",'Failure Persistence Storage'!FD155,0)","v":0},{"$f":"IF($D155=\"Full\",'Failure Persistence Storage'!FG155,0)","v":0},{"$f":"IF($D155=\"Full\",'Failure Persistence Storage'!FH155,0)","v":0},{"$f":"IF($D155=\"Full\",'Failure Persistence Storage'!FK155,0)","v":0},{"$f":"IF($D155=\"Full\",'Failure Persistence Storage'!FL155,0)","v":0},{"$f":"IF($D155=\"Full\",'Failure Persistence Storage'!FO155,0)","v":0},{"$f":"IF($D155=\"Full\",'Failure Persistence Storage'!FP155,0)","v":0},{"$f":"IF($D155=\"Full\",'Failure Persistence Storage'!FS155,0)","v":0},{"$f":"IF($D155=\"Full\",'Failure Persistence Storage'!FT155,0)","v":0},{"$f":"IF($D155=\"Full\",'Failure Persistence Storage'!FW155,0)","v":0},{"$f":"IF($D155=\"Full\",'Failure Persistence Storage'!FX155,0)","v":0},{"$f":"IF($D155=\"Full\",'Failure Persistence Storage'!GA155,0)","v":0},{"$f":"IF($D155=\"Full\",'Failure Persistence Storage'!GB155,0)","v":0},{"$f":"IF($D155=\"Full\",'Failure Persistence Storage'!GE155,0)","v":0},{"$f":"IF($D155=\"Full\",'Failure Persistence Storage'!GF155,0)","v":0},{"$f":"IF($D155=\"Full\",'Failure Persistence Storage'!GI155,0)","v":0},{"$f":"IF($D155=\"Full\",'Failure Persistence Storage'!GJ155,0)","v":0},{"$f":"IF($D155=\"Full\",'Failure Persistence Storage'!GM155,0)","v":0},{"$f":"IF($D155=\"Full\",'Failure Persistence Storage'!GN155,0)","v":0},{"$f":"IF($D155=\"Full\",'Failure Persistence Storage'!GQ155,0)","v":0},{"$f":"IF($D155=\"Full\",'Failure Persistence Storage'!GR155,0)","v":0},{"$f":"IF($D155=\"Full\",'Failure Persistence Storage'!GU155,0)","v":0},{"$f":"IF($D155=\"Full\",'Failure Persistence Storage'!GV155,0)","v":0},{"$f":"IF($D155=\"Full\",'Failure Persistence Storage'!GY155,0)","v":0},{"$f":"IF($D155=\"Full\",'Failure Persistence Storage'!GZ155,0)","v":0},{"$f":"IF($D155=\"Full\",'Failure Persistence Storage'!HC155,0)","v":0},{"$f":"IF($D155=\"Full\",'Failure Persistence Storage'!HD155,0)","v":0},{"$f":"IF($D155=\"Full\",'Failure Persistence Storage'!HG155,0)","v":0},{"$f":"IF($D155=\"Full\",'Failure Persistence Storage'!HH155,0)","v":0},{"$f":"IF($D155=\"Full\",'Failure Persistence Storage'!HK155,0)","v":0},{"$f":"IF($D155=\"Full\",'Failure Persistence Storage'!HL155,0)","v":0},{"$f":"IF($D155=\"Full\",'Failure Persistence Storage'!HO155,0)","v":0}]
[null,null,null,null,null,null,null,null,null,null,null,null,null,null,null,null,null,null,null,null,null,null,null,null,null,null,null," "," "," "," "," "," "," "," "," "," "," "," "," "," "," "," "," "," "," "," "," "," "," "," "," "," "," "," "," "," "," "," "," "," "," "," "," "," "," "," "," "," "," "," "," "," "," "," "," "," "," "," "," "," "," "," "," "," "," "," "," "," "," "," "," "," "," "," "," "," "," "," "," "," "," "," "," "," "," "," "," "," "," "," "," "," "," "," "," "," "," "," "," "," "," "," "," "," "," "," "," "," "," "," "," "," "," "," "," "," "," "," "," "," "," "," "," "," "," "," "," "," "," "," "," "," "," "," "," "," "," "," "," "," "," "," "," "," "," "," "," "," "," "," "," "," "," "," "," "," "," "," "," "," "," "," "," "," "," "," "," "," "," "," "," "," "," "," "," "," "," "," "," "," "," "," "," "," "," "," "," "," "," "," "," "," "," "," "," "," "," "," "," "," "," "," ",null,{"$f":"IF($D159=\"Full\",'Failure Persistence Storage'!AB159,0)","v":0},{"$f":"IF($D159=\"Full\",'Failure Persistence Storage'!AE159,0)","v":0},{"$f":"IF($D159=\"Full\",'Failure Persistence Storage'!AF159,0)","v":0},{"$f":"IF($D159=\"Full\",'Failure Persistence Storage'!AI159,0)","v":0},{"$f":"IF($D159=\"Full\",'Failure Persistence Storage'!AJ159,0)","v":0},{"$f":"IF($D159=\"Full\",'Failure Persistence Storage'!AM159,0)","v":0},{"$f":"IF($D159=\"Full\",'Failure Persistence Storage'!AN159,0)","v":0},{"$f":"IF($D159=\"Full\",'Failure Persistence Storage'!AQ159,0)","v":0},{"$f":"IF($D159=\"Full\",'Failure Persistence Storage'!AR159,0)","v":0},{"$f":"IF($D159=\"Full\",'Failure Persistence Storage'!AU159,0)","v":0},{"$f":"IF($D159=\"Full\",'Failure Persistence Storage'!AV159,0)","v":0},{"$f":"IF($D159=\"Full\",'Failure Persistence Storage'!AY159,0)","v":0},{"$f":"IF($D159=\"Full\",'Failure Persistence Storage'!AZ159,0)","v":0},{"$f":"IF($D159=\"Full\",'Failure Persistence Storage'!BC159,0)","v":0},{"$f":"IF($D159=\"Full\",'Failure Persistence Storage'!BD159,0)","v":0},{"$f":"IF($D159=\"Full\",'Failure Persistence Storage'!BG159,0)","v":0},{"$f":"IF($D159=\"Full\",'Failure Persistence Storage'!BH159,0)","v":0},{"$f":"IF($D159=\"Full\",'Failure Persistence Storage'!BK159,0)","v":0},{"$f":"IF($D159=\"Full\",'Failure Persistence Storage'!BL159,0)","v":0},{"$f":"IF($D159=\"Full\",'Failure Persistence Storage'!BO159,0)","v":0},{"$f":"IF($D159=\"Full\",'Failure Persistence Storage'!BP159,0)","v":0},{"$f":"IF($D159=\"Full\",'Failure Persistence Storage'!BS159,0)","v":0},{"$f":"IF($D159=\"Full\",'Failure Persistence Storage'!BT159,0)","v":0},{"$f":"IF($D159=\"Full\",'Failure Persistence Storage'!BW159,0)","v":0},{"$f":"IF($D159=\"Full\",'Failure Persistence Storage'!BX159,0)","v":0},{"$f":"IF($D159=\"Full\",'Failure Persistence Storage'!CA159,0)","v":0},{"$f":"IF($D159=\"Full\",'Failure Persistence Storage'!CB159,0)","v":0},{"$f":"IF($D159=\"Full\",'Failure Persistence Storage'!CE159,0)","v":0},{"$f":"IF($D159=\"Full\",'Failure Persistence Storage'!CF159,0)","v":0},{"$f":"IF($D159=\"Full\",'Failure Persistence Storage'!CI159,0)","v":0},{"$f":"IF($D159=\"Full\",'Failure Persistence Storage'!CJ159,0)","v":0},{"$f":"IF($D159=\"Full\",'Failure Persistence Storage'!CM159,0)","v":0},{"$f":"IF($D159=\"Full\",'Failure Persistence Storage'!CN159,0)","v":0},{"$f":"IF($D159=\"Full\",'Failure Persistence Storage'!CQ159,0)","v":0},{"$f":"IF($D159=\"Full\",'Failure Persistence Storage'!CR159,0)","v":0},{"$f":"IF($D159=\"Full\",'Failure Persistence Storage'!CU159,0)","v":0},{"$f":"IF($D159=\"Full\",'Failure Persistence Storage'!CV159,0)","v":0},{"$f":"IF($D159=\"Full\",'Failure Persistence Storage'!CY159,0)","v":0},{"$f":"IF($D159=\"Full\",'Failure Persistence Storage'!CZ159,0)","v":0},{"$f":"IF($D159=\"Full\",'Failure Persistence Storage'!DC159,0)","v":0},{"$f":"IF($D159=\"Full\",'Failure Persistence Storage'!DD159,0)","v":0},{"$f":"IF($D159=\"Full\",'Failure Persistence Storage'!DG159,0)","v":0},{"$f":"IF($D159=\"Full\",'Failure Persistence Storage'!DH159,0)","v":0},{"$f":"IF($D159=\"Full\",'Failure Persistence Storage'!DK159,0)","v":0},{"$f":"IF($D159=\"Full\",'Failure Persistence Storage'!DL159,0)","v":0},{"$f":"IF($D159=\"Full\",'Failure Persistence Storage'!DO159,0)","v":0},{"$f":"IF($D159=\"Full\",'Failure Persistence Storage'!DP159,0)","v":0},{"$f":"IF($D159=\"Full\",'Failure Persistence Storage'!DS159,0)","v":0},{"$f":"IF($D159=\"Full\",'Failure Persistence Storage'!DT159,0)","v":0},{"$f":"IF($D159=\"Full\",'Failure Persistence Storage'!DW159,0)","v":0},{"$f":"IF($D159=\"Full\",'Failure Persistence Storage'!DX159,0)","v":0},{"$f":"IF($D159=\"Full\",'Failure Persistence Storage'!EA159,0)","v":0},{"$f":"IF($D159=\"Full\",'Failure Persistence Storage'!EB159,0)","v":0},{"$f":"IF($D159=\"Full\",'Failure Persistence Storage'!EE159,0)","v":0},{"$f":"IF($D159=\"Full\",'Failure Persistence Storage'!EF159,0)","v":0},{"$f":"IF($D159=\"Full\",'Failure Persistence Storage'!EI159,0)","v":0},{"$f":"IF($D159=\"Full\",'Failure Persistence Storage'!EJ159,0)","v":0},{"$f":"IF($D159=\"Full\",'Failure Persistence Storage'!EM159,0)","v":0},{"$f":"IF($D159=\"Full\",'Failure Persistence Storage'!EN159,0)","v":0},{"$f":"IF($D159=\"Full\",'Failure Persistence Storage'!EQ159,0)","v":0},{"$f":"IF($D159=\"Full\",'Failure Persistence Storage'!ER159,0)","v":0},{"$f":"IF($D159=\"Full\",'Failure Persistence Storage'!EU159,0)","v":0},{"$f":"IF($D159=\"Full\",'Failure Persistence Storage'!EV159,0)","v":0},{"$f":"IF($D159=\"Full\",'Failure Persistence Storage'!EY159,0)","v":0},{"$f":"IF($D159=\"Full\",'Failure Persistence Storage'!EZ159,0)","v":0},{"$f":"IF($D159=\"Full\",'Failure Persistence Storage'!FC159,0)","v":0},{"$f":"IF($D159=\"Full\",'Failure Persistence Storage'!FD159,0)","v":0},{"$f":"IF($D159=\"Full\",'Failure Persistence Storage'!FG159,0)","v":0},{"$f":"IF($D159=\"Full\",'Failure Persistence Storage'!FH159,0)","v":0},{"$f":"IF($D159=\"Full\",'Failure Persistence Storage'!FK159,0)","v":0},{"$f":"IF($D159=\"Full\",'Failure Persistence Storage'!FL159,0)","v":0},{"$f":"IF($D159=\"Full\",'Failure Persistence Storage'!FO159,0)","v":0},{"$f":"IF($D159=\"Full\",'Failure Persistence Storage'!FP159,0)","v":0},{"$f":"IF($D159=\"Full\",'Failure Persistence Storage'!FS159,0)","v":0},{"$f":"IF($D159=\"Full\",'Failure Persistence Storage'!FT159,0)","v":0},{"$f":"IF($D159=\"Full\",'Failure Persistence Storage'!FW159,0)","v":0},{"$f":"IF($D159=\"Full\",'Failure Persistence Storage'!FX159,0)","v":0},{"$f":"IF($D159=\"Full\",'Failure Persistence Storage'!GA159,0)","v":0},{"$f":"IF($D159=\"Full\",'Failure Persistence Storage'!GB159,0)","v":0},{"$f":"IF($D159=\"Full\",'Failure Persistence Storage'!GE159,0)","v":0},{"$f":"IF($D159=\"Full\",'Failure Persistence Storage'!GF159,0)","v":0},{"$f":"IF($D159=\"Full\",'Failure Persistence Storage'!GI159,0)","v":0},{"$f":"IF($D159=\"Full\",'Failure Persistence Storage'!GJ159,0)","v":0},{"$f":"IF($D159=\"Full\",'Failure Persistence Storage'!GM159,0)","v":0},{"$f":"IF($D159=\"Full\",'Failure Persistence Storage'!GN159,0)","v":0},{"$f":"IF($D159=\"Full\",'Failure Persistence Storage'!GQ159,0)","v":0},{"$f":"IF($D159=\"Full\",'Failure Persistence Storage'!GR159,0)","v":0},{"$f":"IF($D159=\"Full\",'Failure Persistence Storage'!GU159,0)","v":0},{"$f":"IF($D159=\"Full\",'Failure Persistence Storage'!GV159,0)","v":0},{"$f":"IF($D159=\"Full\",'Failure Persistence Storage'!GY159,0)","v":0},{"$f":"IF($D159=\"Full\",'Failure Persistence Storage'!GZ159,0)","v":0},{"$f":"IF($D159=\"Full\",'Failure Persistence Storage'!HC159,0)","v":0},{"$f":"IF($D159=\"Full\",'Failure Persistence Storage'!HD159,0)","v":0},{"$f":"IF($D159=\"Full\",'Failure Persistence Storage'!HG159,0)","v":0},{"$f":"IF($D159=\"Full\",'Failure Persistence Storage'!HH159,0)","v":0},{"$f":"IF($D159=\"Full\",'Failure Persistence Storage'!HK159,0)","v":0},{"$f":"IF($D159=\"Full\",'Failure Persistence Storage'!HL159,0)","v":0},{"$f":"IF($D159=\"Full\",'Failure Persistence Storage'!HO159,0)","v":0}]
[null,"Combination of elements",null,{"$f":"IF(OR(D152=\"Part\",D153=\"Part\",D154=\"Part\",D155=\"Part\",D156=\"Part\",D157=\"Part\",D158=\"Part\",D159=\"Part\",D160=\"Part\",D161=\"Part\"),\"Part\",IF(OR(D152=\"Full\",D153=\"Full\",D154=\"Full\",D155=\"Full\",D156=\"Full\",D157=\"Full\",D158=\"Full\",D159=\"Full\",D160=\"Full\",D161=\"Full\"),\"Full\",IF(AND(D152=\" \",D153=\" \",D154=\" \",D155=\" \",D156=\" \",D157=\" \",D158=\" \",D159=\" \",D160=\" \",D161=\" \"),\" \",\" \")))","v":" "},null,null,null,null,null,null,null,null,null,null,null,null,null,null,null,null,null,null,null,null,null,null,null," ",{"$f":"IF($D162=\" \",\" \",SUM(AC152:AC161))","v":" "},{"$f":"IF($D162=\" \",\" \",SUM(AD152:AD161))","v":" "},{"$f":"IF($D162=\" \",\" \",AB162*AD162)","v":" "},{"$f":"IF($D162=\" \",\" \",1/AG162)","v":" "},{"$f":"IF($D162=\" \",\" \",SUM(AG152:AG161))","v":" "},{"$f":"IF($D162=\" \",\" \",SUM(AH152:AH161))","v":" "},{"$f":"IF($D162=\" \",\" \",AF162*AH162)","v":" "}," ",{"$f":"IF($D162=\" \",\" \",SUM(AK152:AK161))","v":" "},{"$f":"IF($D162=\" \",\" \",SUM(AL152:AL161))","v":" "},{"$f":"IF($D162=\" \",\" \",AJ162*AL162)","v":" "}," ",{"$f":"IF($D162=\" \",\" \",SUM(AO152:AO161))","v":" "},{"$f":"IF($D162=\" \",\" \",SUM(AP152:AP161))","v":" "},{"$f":"IF($D162=\" \",\" \",AN162*AP162)","v":" "}," ",{"$f":"IF($D162=\" \",\" \",SUM(AS152:AS161))","v":" "},{"$f":"IF($D162=\" \",\" \",SUM(AT152:AT161))","v":" "},{"$f":"IF($D162=\" \",\" \",AR162*AT162)","v":" "}," ",{"$f":"IF($D162=\" \",\" \",SUM(AW152:AW161))","v":" "},{"$f":"IF($D162=\" \",\" \",SUM(AX152:AX161))","v":" "},{"$f":"IF($D162=\" \",\" \",AV162*AX162)","v":" "}," ",{"$f":"IF($D162=\" \",\" \",SUM(BA152:BA161))","v":" "},{"$f":"IF($D162=\" \",\" \",SUM(BB152:BB161))","v":" "},{"$f":"IF($D162=\" \",\" \",AZ162*BB162)","v":" "}," ",{"$f":"IF($D162=\" \",\" \",SUM(BE152:BE161))","v":" "},{"$f":"IF($D162=\" \",\" \",SUM(BF152:BF161))","v":" "},{"$f":"IF($D162=\" \",\" \",BD162*BF162)","v":" "}," ",{"$f":"IF($D162=\" \",\" \",SUM(BI152:BI161))","v":" "},{"$f":"IF($D162=\" \",\" \",SUM(BJ152:BJ161))","v":" "},{"$f":"IF($D162=\" \",\" \",BH162*BJ162)","v":" "}," ",{"$f":"IF($D162=\" \",\" \",SUM(BM152:BM161))","v":" "},{"$f":"IF($D162=\" \",\" \",SUM(BN152:BN161))","v":" "},{"$f":"IF($D162=\" \",\" \",BL162*BN162)","v":" "}," ",{"$f":"IF($D162=\" \",\" \",SUM(BQ152:BQ161))","v":" "},{"$f":"IF($D162=\" \",\" \",SUM(BR152:BR161))","v":" "},{"$f":"IF($D162=\" \",\" \",BP162*BR162)","v":" "}," ",{"$f":"IF($D162=\" \",\" \",SUM(BU152:BU161))","v":" "},{"$f":"IF($D162=\" \",\" \",SUM(BV152:BV161))","v":" "},{"$f":"IF($D162=\" \",\" \",BT162*BV162)","v":" "}," ",{"$f":"IF($D162=\" \",\" \",SUM(BY152:BY161))","v":" "},{"$f":"IF($D162=\" \",\" \",SUM(BZ152:BZ161))","v":" "},{"$f":"IF($D162=\" \",\" \",BX162*BZ162)","v":" "}," ",{"$f":"IF($D162=\" \",\" \",SUM(CC152:CC161))","v":" "},{"$f":"IF($D162=\" \",\" \",SUM(CD152:CD161))","v":" "},{"$f":"IF($D162=\" \",\" \",CB162*CD162)","v":" "}," ",{"$f":"IF($D162=\" \",\" \",SUM(CG152:CG161))","v":" "},{"$f":"IF($D162=\" \",\" \",SUM(CH152:CH161))","v":" "},{"$f":"IF($D162=\" \",\" \",CF162*CH162)","v":" "}," ",{"$f":"IF($D162=\" \",\" \",SUM(CK152:CK161))","v":" "},{"$f":"IF($D162=\" \",\" \",SUM(CL152:CL161))","v":" "},{"$f":"IF($D162=\" \",\" \",CJ162*CL162)","v":" "}," ",{"$f":"IF($D162=\" \",\" \",SUM(CO152:CO161))","v":" "},{"$f":"IF($D162=\" \",\" \",SUM(CP152:CP161))","v":" "},{"$f":"IF($D162=\" \",\" \",CN162*CP162)","v":" "},{"$f":"IF($D162=\" \",\" \",1/CS162)","v":" "},{"$f":"IF($D162=\" \",\" \",SUM(CS152:CS161))","v":" "},{"$f":"IF($D162=\" \",\" \",SUM(CT152:CT161))","v":" "},{"$f":"IF($D162=\" \",\" \",CR162*CT162)","v":" "}," ",{"$f":"IF($D162=\" \",\" \",SUM(CW152:CW161))","v":" "},{"$f":"IF($D162=\" \",\" \",SUM(CX152:CX161))","v":" "},{"$f":"IF($D162=\" \",\" \",CV162*CX162)","v":" "}," ",{"$f":"IF($D162=\" \",\" \",SUM(DA152:DA161))","v":" "},{"$f":"IF($D162=\" \",\" \",SUM(DB152:DB161))","v":" "},{"$f":"IF($D162=\" \",\" \",CZ162*DB162)","v":" "}," ",{"$f":"IF($D162=\" \",\" \",SUM(DE152:DE161))","v":" "},{"$f":"IF($D162=\" \",\" \",SUM(DF152:DF161))","v":" "},{"$f":"IF($D162=\" \",\" \",DD162*DF162)","v":" "}," ",{"$f":"IF($D162=\" \",\" \",SUM(DI152:DI161))","v":" "},{"$f":"IF($D162=\" \",\" \",SUM(DJ152:DJ161))","v":" "},{"$f":"IF($D162=\" \",\" \",DH162*DJ162)","v":" "}," ",{"$f":"IF($D162=\" \",\" \",SUM(DM152:DM161))","v":" "},{"$f":"IF($D162=\" \",\" \",SUM(DN152:DN161))","v":" "},{"$f":"IF($D162=\" \",\" \",DL162*DN162)","v":" "}," ",{"$f":"IF($D162=\" \",\" \",SUM(DQ152:DQ161))","v":" "},{"$f":"IF($D162=\" \",\" \",SUM(DR152:DR161))","v":" "},{"$f":"IF($D162=\" \",\" \",DP162*DR162)","v":" "}," ",{"$f":"IF($D162=\" \",\" \",SUM(DU152:DU161))","v":" "},{"$f":"IF($D162=\" \",\" \",SUM(DV152:DV161))","v":" "},{"$f":"IF($D162=\" \",\" \",DT162*DV162)","v":" "}," ",{"$f":"IF($D162=\" \",\" \",SUM(DY152:DY161))","v":" "},{"$f":"IF($D162=\" \",\" \",SUM(DZ152:DZ161))","v":" "},{"$f":"IF($D162=\" \",\" \",DX162*DZ162)","v":" "}," ",{"$f":"IF($D162=\" \",\" \",SUM(EC152:EC161))","v":" "},{"$f":"IF($D162=\" \",\" \",SUM(ED152:ED161))","v":" "},{"$f":"IF($D162=\" \",\" \",EB162*ED162)","v":" "}," ",{"$f":"IF($D162=\" \",\" \",SUM(EG152:EG161))","v":" "},{"$f":"IF($D162=\" \",\" \",SUM(EH152:EH161))","v":" "},{"$f":"IF($D162=\" \",\" \",EF162*EH162)","v":" "}," ",{"$f":"IF($D162=\" \",\" \",SUM(EK152:EK161))","v":" "},{"$f":"IF($D162=\" \",\" \",SUM(EL152:EL161))","v":" "},{"$f":"IF($D162=\" \",\" \",EJ162*EL162)","v":" "}," ",{"$f":"IF($D162=\" \",\" \",SUM(EO152:EO161))","v":" "},{"$f":"IF($D162=\" \",\" \",SUM(EP152:EP161))","v":" "},{"$f":"IF($D162=\" \",\" \",EN162*EP162)","v":" "}," ",{"$f":"IF($D162=\" \",\" \",SUM(ES152:ES161))","v":" "},{"$f":"IF($D162=\" \",\" \",SUM(ET152:ET161))","v":" "},{"$f":"IF($D162=\" \",\" \",ER162*ET162)","v":" "}," ",{"$f":"IF($D162=\" \",\" \",SUM(EW152:EW161))","v":" "},{"$f":"IF($D162=\" \",\" \",SUM(EX152:EX161))","v":" "},{"$f":"IF($D162=\" \",\" \",EV162*EX162)","v":" "}," ",{"$f":"IF($D162=\" \",\" \",SUM(FA152:FA161))","v":" "},{"$f":"IF($D162=\" \",\" \",SUM(FB152:FB161))","v":" "},{"$f":"IF($D162=\" \",\" \",EZ162*FB162)","v":" "},{"$f":"IF($D162=\" \",\" \",1/FE162)","v":" "},{"$f":"IF($D162=\" \",\" \",SUM(FE152:FE161))","v":" "},{"$f":"IF($D162=\" \",\" \",SUM(FF152:FF161))","v":" "},{"$f":"IF($D162=\" \",\" \",FD162*FF162)","v":" "}," ",{"$f":"IF($D162=\" \",\" \",SUM(FI152:FI161))","v":" "},{"$f":"IF($D162=\" \",\" \",SUM(FJ152:FJ161))","v":" "},{"$f":"IF($D162=\" \",\" \",FH162*FJ162)","v":" "}," ",{"$f":"IF($D162=\" \",\" \",SUM(FM152:FM161))","v":" "},{"$f":"IF($D162=\" \",\" \",SUM(FN152:FN161))","v":" "},{"$f":"IF($D162=\" \",\" \",FL162*FN162)","v":" "}," ",{"$f":"IF($D162=\" \",\" \",SUM(FQ152:FQ161))","v":" "},{"$f":"IF($D162=\" \",\" \",SUM(FR152:FR161))","v":" "},{"$f":"IF($D162=\" \",\" \",FP162*FR162)","v":" "}," ",{"$f":"IF($D162=\" \",\" \",SUM(FU152:FU161))","v":" "},{"$f":"IF($D162=\" \",\" \",SUM(FV152:FV161))","v":" "},{"$f":"IF($D162=\" \",\" \",FT162*FV162)","v":" "}," ",{"$f":"IF($D162=\" \",\" \",SUM(FY152:FY161))","v":" "},{"$f":"IF($D162=\" \",\" \",SUM(FZ152:FZ161))","v":" "},{"$f":"IF($D162=\" \",\" \",FX162*FZ162)","v":" "}," ",{"$f":"IF($D162=\" \",\" \",SUM(GC152:GC161))","v":" "},{"$f":"IF($D162=\" \",\" \",SUM(GD152:GD161))","v":" "},{"$f":"IF($D162=\" \",\" \",GB162*GD162)","v":" "}," ",{"$f":"IF($D162=\" \",\" \",SUM(GG152:GG161))","v":" "},{"$f":"IF($D162=\" \",\" \",SUM(GH152:GH161))","v":" "},{"$f":"IF($D162=\" \",\" \",GF162*GH162)","v":" "}," ",{"$f":"IF($D162=\" \",\" \",SUM(GK152:GK161))","v":" "},{"$f":"IF($D162=\" \",\" \",SUM(GL152:GL161))","v":" "},{"$f":"IF($D162=\" \",\" \",GJ162*GL162)","v":" "}," ",{"$f":"IF($D162=\" \",\" \",SUM(GO152:GO161))","v":" "},{"$f":"IF($D162=\" \",\" \",SUM(GP152:GP161))","v":" "},{"$f":"IF($D162=\" \",\" \",GN162*GP162)","v":" "}," ",{"$f":"IF($D162=\" \",\" \",SUM(GS152:GS161))","v":" "},{"$f":"IF($D162=\" \",\" \",SUM(GT152:GT161))","v":" "},{"$f":"IF($D162=\" \",\" \",GR162*GT162)","v":" "}," ",{"$f":"IF($D162=\" \",\" \",SUM(GW152:GW161))","v":" "},{"$f":"IF($D162=\" \",\" \",SUM(GX152:GX161))","v":" "},{"$f":"IF($D162=\" \",\" \",GV162*GX162)","v":" "}," ",{"$f":"IF($D162=\" \",\" \",SUM(HA152:HA161))","v":" "},{"$f":"IF($D162=\" \",\" \",SUM(HB152:HB161))","v":" "},{"$f":"IF($D162=\" \",\" \",GZ162*HB162)","v":" "}," ",{"$f":"IF($D162=\" \",\" \",SUM(HE152:HE161))","v":" "},{"$f":"IF($D162=\" \",\" \",SUM(HF152:HF161))","v":" "},{"$f":"IF($D162=\" \",\" \",HD162*HF162)","v":" "}," ",{"$f":"IF($D162=\" \",\" \",SUM(HI152:HI161))","v":" "},{"$f":"IF($D162=\" \",\" \",SUM(HJ152:HJ161))","v":" "},{"$f":"IF($D162=\" \",\" \",HH162*HJ162)","v":" "}," ",{"$f":"IF($D162=\" \",\" \",SUM(HM152:HM161))","v":" "},{"$f":"IF($D162=\" \",\" \",SUM(HN152:HN161))","v":" "},{"$f":"IF($D162=\" \",\" \",HL162*HN162)","v":" "},null,{"$f":"IF($D162=\"Full\",'Failure Persistence Storage'!AB162,0)","v":0},{"$f":"IF($D162=\"Full\",'Failure Persistence Storage'!AE162,0)","v":0},{"$f":"IF($D162=\"Full\",'Failure Persistence Storage'!AF162,0)","v":0},{"$f":"IF($D162=\"Full\",'Failure Persistence Storage'!AI162,0)","v":0},{"$f":"IF($D162=\"Full\",'Failure Persistence Storage'!AJ162,0)","v":0},{"$f":"IF($D162=\"Full\",'Failure Persistence Storage'!AM162,0)","v":0},{"$f":"IF($D162=\"Full\",'Failure Persistence Storage'!AN162,0)","v":0},{"$f":"IF($D162=\"Full\",'Failure Persistence Storage'!AQ162,0)","v":0},{"$f":"IF($D162=\"Full\",'Failure Persistence Storage'!AR162,0)","v":0},{"$f":"IF($D162=\"Full\",'Failure Persistence Storage'!AU162,0)","v":0},{"$f":"IF($D162=\"Full\",'Failure Persistence Storage'!AV162,0)","v":0},{"$f":"IF($D162=\"Full\",'Failure Persistence Storage'!AY162,0)","v":0},{"$f":"IF($D162=\"Full\",'Failure Persistence Storage'!AZ162,0)","v":0},{"$f":"IF($D162=\"Full\",'Failure Persistence Storage'!BC162,0)","v":0},{"$f":"IF($D162=\"Full\",'Failure Persistence Storage'!BD162,0)","v":0},{"$f":"IF($D162=\"Full\",'Failure Persistence Storage'!BG162,0)","v":0},{"$f":"IF($D162=\"Full\",'Failure Persistence Storage'!BH162,0)","v":0},{"$f":"IF($D162=\"Full\",'Failure Persistence Storage'!BK162,0)","v":0},{"$f":"IF($D162=\"Full\",'Failure Persistence Storage'!BL162,0)","v":0},{"$f":"IF($D162=\"Full\",'Failure Persistence Storage'!BO162,0)","v":0},{"$f":"IF($D162=\"Full\",'Failure Persistence Storage'!BP162,0)","v":0},{"$f":"IF($D162=\"Full\",'Failure Persistence Storage'!BS162,0)","v":0},{"$f":"IF($D162=\"Full\",'Failure Persistence Storage'!BT162,0)","v":0},{"$f":"IF($D162=\"Full\",'Failure Persistence Storage'!BW162,0)","v":0},{"$f":"IF($D162=\"Full\",'Failure Persistence Storage'!BX162,0)","v":0},{"$f":"IF($D162=\"Full\",'Failure Persistence Storage'!CA162,0)","v":0},{"$f":"IF($D162=\"Full\",'Failure Persistence Storage'!CB162,0)","v":0},{"$f":"IF($D162=\"Full\",'Failure Persistence Storage'!CE162,0)","v":0},{"$f":"IF($D162=\"Full\",'Failure Persistence Storage'!CF162,0)","v":0},{"$f":"IF($D162=\"Full\",'Failure Persistence Storage'!CI162,0)","v":0},{"$f":"IF($D162=\"Full\",'Failure Persistence Storage'!CJ162,0)","v":0},{"$f":"IF($D162=\"Full\",'Failure Persistence Storage'!CM162,0)","v":0},{"$f":"IF($D162=\"Full\",'Failure Persistence Storage'!CN162,0)","v":0},{"$f":"IF($D162=\"Full\",'Failure Persistence Storage'!CQ162,0)","v":0},{"$f":"IF($D162=\"Full\",'Failure Persistence Storage'!CR162,0)","v":0},{"$f":"IF($D162=\"Full\",'Failure Persistence Storage'!CU162,0)","v":0},{"$f":"IF($D162=\"Full\",'Failure Persistence Storage'!CV162,0)","v":0},{"$f":"IF($D162=\"Full\",'Failure Persistence Storage'!CY162,0)","v":0},{"$f":"IF($D162=\"Full\",'Failure Persistence Storage'!CZ162,0)","v":0},{"$f":"IF($D162=\"Full\",'Failure Persistence Storage'!DC162,0)","v":0},{"$f":"IF($D162=\"Full\",'Failure Persistence Storage'!DD162,0)","v":0},{"$f":"IF($D162=\"Full\",'Failure Persistence Storage'!DG162,0)","v":0},{"$f":"IF($D162=\"Full\",'Failure Persistence Storage'!DH162,0)","v":0},{"$f":"IF($D162=\"Full\",'Failure Persistence Storage'!DK162,0)","v":0},{"$f":"IF($D162=\"Full\",'Failure Persistence Storage'!DL162,0)","v":0},{"$f":"IF($D162=\"Full\",'Failure Persistence Storage'!DO162,0)","v":0},{"$f":"IF($D162=\"Full\",'Failure Persistence Storage'!DP162,0)","v":0},{"$f":"IF($D162=\"Full\",'Failure Persistence Storage'!DS162,0)","v":0},{"$f":"IF($D162=\"Full\",'Failure Persistence Storage'!DT162,0)","v":0},{"$f":"IF($D162=\"Full\",'Failure Persistence Storage'!DW162,0)","v":0},{"$f":"IF($D162=\"Full\",'Failure Persistence Storage'!DX162,0)","v":0},{"$f":"IF($D162=\"Full\",'Failure Persistence Storage'!EA162,0)","v":0},{"$f":"IF($D162=\"Full\",'Failure Persistence Storage'!EB162,0)","v":0},{"$f":"IF($D162=\"Full\",'Failure Persistence Storage'!EE162,0)","v":0},{"$f":"IF($D162=\"Full\",'Failure Persistence Storage'!EF162,0)","v":0},{"$f":"IF($D162=\"Full\",'Failure Persistence Storage'!EI162,0)","v":0},{"$f":"IF($D162=\"Full\",'Failure Persistence Storage'!EJ162,0)","v":0},{"$f":"IF($D162=\"Full\",'Failure Persistence Storage'!EM162,0)","v":0},{"$f":"IF($D162=\"Full\",'Failure Persistence Storage'!EN162,0)","v":0},{"$f":"IF($D162=\"Full\",'Failure Persistence Storage'!EQ162,0)","v":0},{"$f":"IF($D162=\"Full\",'Failure Persistence Storage'!ER162,0)","v":0},{"$f":"IF($D162=\"Full\",'Failure Persistence Storage'!EU162,0)","v":0},{"$f":"IF($D162=\"Full\",'Failure Persistence Storage'!EV162,0)","v":0},{"$f":"IF($D162=\"Full\",'Failure Persistence Storage'!EY162,0)","v":0},{"$f":"IF($D162=\"Full\",'Failure Persistence Storage'!EZ162,0)","v":0},{"$f":"IF($D162=\"Full\",'Failure Persistence Storage'!FC162,0)","v":0},{"$f":"IF($D162=\"Full\",'Failure Persistence Storage'!FD162,0)","v":0},{"$f":"IF($D162=\"Full\",'Failure Persistence Storage'!FG162,0)","v":0},{"$f":"IF($D162=\"Full\",'Failure Persistence Storage'!FH162,0)","v":0},{"$f":"IF($D162=\"Full\",'Failure Persistence Storage'!FK162,0)","v":0},{"$f":"IF($D162=\"Full\",'Failure Persistence Storage'!FL162,0)","v":0},{"$f":"IF($D162=\"Full\",'Failure Persistence Storage'!FO162,0)","v":0},{"$f":"IF($D162=\"Full\",'Failure Persistence Storage'!FP162,0)","v":0},{"$f":"IF($D162=\"Full\",'Failure Persistence Storage'!FS162,0)","v":0},{"$f":"IF($D162=\"Full\",'Failure Persistence Storage'!FT162,0)","v":0},{"$f":"IF($D162=\"Full\",'Failure Persistence Storage'!FW162,0)","v":0},{"$f":"IF($D162=\"Full\",'Failure Persistence Storage'!FX162,0)","v":0},{"$f":"IF($D162=\"Full\",'Failure Persistence Storage'!GA162,0)","v":0},{"$f":"IF($D162=\"Full\",'Failure Persistence Storage'!GB162,0)","v":0},{"$f":"IF($D162=\"Full\",'Failure Persistence Storage'!GE162,0)","v":0},{"$f":"IF($D162=\"Full\",'Failure Persistence Storage'!GF162,0)","v":0},{"$f":"IF($D162=\"Full\",'Failure Persistence Storage'!GI162,0)","v":0},{"$f":"IF($D162=\"Full\",'Failure Persistence Storage'!GJ162,0)","v":0},{"$f":"IF($D162=\"Full\",'Failure Persistence Storage'!GM162,0)","v":0},{"$f":"IF($D162=\"Full\",'Failure Persistence Storage'!GN162,0)","v":0},{"$f":"IF($D162=\"Full\",'Failure Persistence Storage'!GQ162,0)","v":0},{"$f":"IF($D162=\"Full\",'Failure Persistence Storage'!GR162,0)","v":0},{"$f":"IF($D162=\"Full\",'Failure Persistence Storage'!GU162,0)","v":0},{"$f":"IF($D162=\"Full\",'Failure Persistence Storage'!GV162,0)","v":0},{"$f":"IF($D162=\"Full\",'Failure Persistence Storage'!GY162,0)","v":0},{"$f":"IF($D162=\"Full\",'Failure Persistence Storage'!GZ162,0)","v":0},{"$f":"IF($D162=\"Full\",'Failure Persistence Storage'!HC162,0)","v":0},{"$f":"IF($D162=\"Full\",'Failure Persistence Storage'!HD162,0)","v":0},{"$f":"IF($D162=\"Full\",'Failure Persistence Storage'!HG162,0)","v":0},{"$f":"IF($D162=\"Full\",'Failure Persistence Storage'!HH162,0)","v":0},{"$f":"IF($D162=\"Full\",'Failure Persistence Storage'!HK162,0)","v":0},{"$f":"IF($D162=\"Full\",'Failure Persistence Storage'!HL162,0)","v":0},{"$f":"IF($D162=\"Full\",'Failure Persistence Storage'!HO162,0)","v":0}]
[null,null,null,null,null,null,null,null,null,null,null,null,null,null,null,null,null,null,null,null,null,null,null,null,null,null,null," ",{"$f":"IF($D164=0,\" \",1/AB164)","v":" "},{"$f":"IF($D164=0,\" \",IF(AB$37<5,$J164/5*AB$37,IF(AB$37<=90,MIN(($J164+($K164-$J164)/45*(AB$37-5)),$L164),$L164-($L164-MIN(($J164+($K164-$J164)/45*85),$L164))/5*(95-AB$37)))/AB164)","v":" "},{"$f":"IF($D164=0,\" \",AB164*AD164)","v":" "},{"$f":"IF($D164=0,\" \",1/($I164*(100-AF$37)/100))","v":" "},{"$f":"IF($D164=0,\" \",1/AF164)","v":" "},{"$f":"IF($D164=0,\" \",IF(AF$37<5,$J164/5*AF$37,IF(AF$37<=90,MIN(($J164+($K164-$J164)/45*(AF$37-5)),$L164),$L164-($L164-MIN(($J164+($K164-$J164)/45*85),$L164))/5*(95-AF$37)))/AF164)","v":" "},{"$f":"IF($D164=0,\" \",AF164*AH164)","v":" "}," ",{"$f":"IF($D164=0,\" \",1/AJ164)","v":" "},{"$f":"IF($D164=0,\" \",IF(AJ$37<5,$J164/5*AJ$37,IF(AJ$37<=90,MIN(($J164+($K164-$J164)/45*(AJ$37-5)),$L164),$L164-($L164-MIN(($J164+($K164-$J164)/45*85),$L164))/5*(95-AJ$37)))/AJ164)","v":" "},{"$f":"IF($D164=0,\" \",AJ164*AL164)","v":" "}," ",{"$f":"IF($D164=0,\" \",1/AN164)","v":" "},{"$f":"IF($D164=0,\" \",IF(AN$37<5,$J164/5*AN$37,IF(AN$37<=90,MIN(($J164+($K164-$J164)/45*(AN$37-5)),$L164),$L164-($L164-MIN(($J164+($K164-$J164)/45*85),$L164))/5*(95-AN$37)))/AN164)","v":" "},{"$f":"IF($D164=0,\" \",AN164*AP164)","v":" "}," ",{"$f":"IF($D164=0,\" \",1/AR164)","v":" "},{"$f":"IF($D164=0,\" \",IF(AR$37<5,$J164/5*AR$37,IF(AR$37<=90,MIN(($J164+($K164-$J164)/45*(AR$37-5)),$L164),$L164-($L164-MIN(($J164+($K164-$J164)/45*85),$L164))/5*(95-AR$37)))/AR164)","v":" "},{"$f":"IF($D164=0,\" \",AR164*AT164)","v":" "}," ",{"$f":"IF($D164=0,\" \",1/AV164)","v":" "},{"$f":"IF($D164=0,\" \",IF(AV$37<5,$J164/5*AV$37,IF(AV$37<=90,MIN(($J164+($K164-$J164)/45*(AV$37-5)),$L164),$L164-($L164-MIN(($J164+($K164-$J164)/45*85),$L164))/5*(95-AV$37)))/AV164)","v":" "},{"$f":"IF($D164=0,\" \",AV164*AX164)","v":" "}," ",{"$f":"IF($D164=0,\" \",1/AZ164)","v":" "},{"$f":"IF($D164=0,\" \",IF(AZ$37<5,$J164/5*AZ$37,IF(AZ$37<=90,MIN(($J164+($K164-$J164)/45*(AZ$37-5)),$L164),$L164-($L164-MIN(($J164+($K164-$J164)/45*85),$L164))/5*(95-AZ$37)))/AZ164)","v":" "},{"$f":"IF($D164=0,\" \",AZ164*BB164)","v":" "}," ",{"$f":"IF($D164=0,\" \",1/BD164)","v":" "},{"$f":"IF($D164=0,\" \",IF(BD$37<5,$J164/5*BD$37,IF(BD$37<=90,MIN(($J164+($K164-$J164)/45*(BD$37-5)),$L164),$L164-($L164-MIN(($J164+($K164-$J164)/45*85),$L164))/5*(95-BD$37)))/BD164)","v":" "},{"$f":"IF($D164=0,\" \",BD164*BF164)","v":" "}," ",{"$f":"IF($D164=0,\" \",1/BH164)","v":" "},{"$f":"IF($D164=0,\" \",IF(BH$37<5,$J164/5*BH$37,IF(BH$37<=90,MIN(($J164+($K164-$J164)/45*(BH$37-5)),$L164),$L164-($L164-MIN(($J164+($K164-$J164)/45*85),$L164))/5*(95-BH$37)))/BH164)","v":" "},{"$f":"IF($D164=0,\" \",BH164*BJ164)","v":" "}," ",{"$f":"IF($D164=0,\" \",1/BL164)","v":" "},{"$f":"IF($D164=0,\" \",IF(BL$37<5,$J164/5*BL$37,IF(BL$37<=90,MIN(($J164+($K164-$J164)/45*(BL$37-5)),$L164),$L164-($L164-MIN(($J164+($K164-$J164)/45*85),$L164))/5*(95-BL$37)))/BL164)","v":" "},{"$f":"IF($D164=0,\" \",BL164*BN164)","v":" "}," ",{"$f":"IF($D164=0,\" \",1/BP164)","v":" "},{"$f":"IF($D164=0,\" \",IF(BP$37<5,$J164/5*BP$37,IF(BP$37<=90,MIN(($J164+($K164-$J164)/45*(BP$37-5)),$L164),$L164-($L164-MIN(($J164+($K164-$J164)/45*85),$L164))/5*(95-BP$37)))/BP164)","v":" "},{"$f":"IF($D164=0,\" \",BP164*BR164)","v":" "}," ",{"$f":"IF($D164=0,\" \",1/BT164)","v":" "},{"$f":"IF($D164=0,\" \",IF(BT$37<5,$J164/5*BT$37,IF(BT$37<=90,MIN(($J164+($K164-$J164)/45*(BT$37-5)),$L164),$L164-($L164-MIN(($J164+($K164-$J164)/45*85),$L164))/5*(95-BT$37)))/BT164)","v":" "},{"$f":"IF($D164=0,\" \",BT164*BV164)","v":" "}," ",{"$f":"IF($D164=0,\" \",1/BX164)","v":" "},{"$f":"IF($D164=0,\" \",IF(BX$37<5,$J164/5*BX$37,IF(BX$37<=90,MIN(($J164+($K164-$J164)/45*(BX$37-5)),$L164),$L164-($L164-MIN(($J164+($K164-$J164)/45*85),$L164))/5*(95-BX$37)))/BX164)","v":" "},{"$f":"IF($D164=0,\" \",BX164*BZ164)","v":" "}," ",{"$f":"IF($D164=0,\" \",1/CB164)","v":" "},{"$f":"IF($D164=0,\" \",IF(CB$37<5,$J164/5*CB$37,IF(CB$37<=90,MIN(($J164+($K164-$J164)/45*(CB$37-5)),$L164),$L164-($L164-MIN(($J164+($K164-$J164)/45*85),$L164))/5*(95-CB$37)))/CB164)","v":" "},{"$f":"IF($D164=0,\" \",CB164*CD164)","v":" "}," ",{"$f":"IF($D164=0,\" \",1/CF164)","v":" "},{"$f":"IF($D164=0,\" \",IF(CF$37<5,$J164/5*CF$37,IF(CF$37<=90,MIN(($J164+($K164-$J164)/45*(CF$37-5)),$L164),$L164-($L164-MIN(($J164+($K164-$J164)/45*85),$L164))/5*(95-CF$37)))/CF164)","v":" "},{"$f":"IF($D164=0,\" \",CF164*CH164)","v":" "}," ",{"$f":"IF($D164=0,\" \",1/CJ164)","v":" "},{"$f":"IF($D164=0,\" \",IF(CJ$37<5,$J164/5*CJ$37,IF(CJ$37<=90,MIN(($J164+($K164-$J164)/45*(CJ$37-5)),$L164),$L164-($L164-MIN(($J164+($K164-$J164)/45*85),$L164))/5*(95-CJ$37)))/CJ164)","v":" "},{"$f":"IF($D164=0,\" \",CJ164*CL164)","v":" "}," ",{"$f":"IF($D164=0,\" \",1/CN164)","v":" "},{"$f":"IF($D164=0,\" \",IF(CN$37<5,$J164/5*CN$37,IF(CN$37<=90,MIN(($J164+($K164-$J164)/45*(CN$37-5)),$L164),$L164-($L164-MIN(($J164+($K164-$J164)/45*85),$L164))/5*(95-CN$37)))/CN164)","v":" "},{"$f":"IF($D164=0,\" \",CN164*CP164)","v":" "},{"$f":"IF($D164=0,\" \",1/($I164*(100-CR$37)/100))","v":" "},{"$f":"IF($D164=0,\" \",1/CR164)","v":" "},{"$f":"IF($D164=0,\" \",IF(CR$37<5,$J164/5*CR$37,IF(CR$37<=90,MIN(($J164+($K164-$J164)/45*(CR$37-5)),$L164),$L164-($L164-MIN(($J164+($K164-$J164)/45*85),$L164))/5*(95-CR$37)))/CR164)","v":" "},{"$f":"IF($D164=0,\" \",CR164*CT164)","v":" "}," ",{"$f":"IF($D164=0,\" \",1/CV164)","v":" "},{"$f":"IF($D164=0,\" \",IF(CV$37<5,$J164/5*CV$37,IF(CV$37<=90,MIN(($J164+($K164-$J164)/45*(CV$37-5)),$L164),$L164-($L164-MIN(($J164+($K164-$J164)/45*85),$L164))/5*(95-CV$37)))/CV164)","v":" "},{"$f":"IF($D164=0,\" \",CV164*CX164)","v":" "}," ",{"$f":"IF($D164=0,\" \",1/CZ164)","v":" "},{"$f":"IF($D164=0,\" \",IF(CZ$37<5,$J164/5*CZ$37,IF(CZ$37<=90,MIN(($J164+($K164-$J164)/45*(CZ$37-5)),$L164),$L164-($L164-MIN(($J164+($K164-$J164)/45*85),$L164))/5*(95-CZ$37)))/CZ164)","v":" "},{"$f":"IF($D164=0,\" \",CZ164*DB164)","v":" "}," ",{"$f":"IF($D164=0,\" \",1/DD164)","v":" "},{"$f":"IF($D164=0,\" \",IF(DD$37<5,$J164/5*DD$37,IF(DD$37<=90,MIN(($J164+($K164-$J164)/45*(DD$37-5)),$L164),$L164-($L164-MIN(($J164+($K164-$J164)/45*85),$L164))/5*(95-DD$37)))/DD164)","v":" "},{"$f":"IF($D164=0,\" \",DD164*DF164)","v":" "}," ",{"$f":"IF($D164=0,\" \",1/DH164)","v":" "},{"$f":"IF($D164=0,\" \",IF(DH$37<5,$J164/5*DH$37,IF(DH$37<=90,MIN(($J164+($K164-$J164)/45*(DH$37-5)),$L164),$L164-($L164-MIN(($J164+($K164-$J164)/45*85),$L164))/5*(95-DH$37)))/DH164)","v":" "},{"$f":"IF($D164=0,\" \",DH164*DJ164)","v":" "}," ",{"$f":"IF($D164=0,\" \",1/DL164)","v":" "},{"$f":"IF($D164=0,\" \",IF(DL$37<5,$J164/5*DL$37,IF(DL$37<=90,MIN(($J164+($K164-$J164)/45*(DL$37-5)),$L164),$L164-($L164-MIN(($J164+($K164-$J164)/45*85),$L164))/5*(95-DL$37)))/DL164)","v":" "},{"$f":"IF($D164=0,\" \",DL164*DN164)","v":" "}," ",{"$f":"IF($D164=0,\" \",1/DP164)","v":" "},{"$f":"IF($D164=0,\" \",IF(DP$37<5,$J164/5*DP$37,IF(DP$37<=90,MIN(($J164+($K164-$J164)/45*(DP$37-5)),$L164),$L164-($L164-MIN(($J164+($K164-$J164)/45*85),$L164))/5*(95-DP$37)))/DP164)","v":" "},{"$f":"IF($D164=0,\" \",DP164*DR164)","v":" "}," ",{"$f":"IF($D164=0,\" \",1/DT164)","v":" "},{"$f":"IF($D164=0,\" \",IF(DT$37<5,$J164/5*DT$37,IF(DT$37<=90,MIN(($J164+($K164-$J164)/45*(DT$37-5)),$L164),$L164-($L164-MIN(($J164+($K164-$J164)/45*85),$L164))/5*(95-DT$37)))/DT164)","v":" "},{"$f":"IF($D164=0,\" \",DT164*DV164)","v":" "}," ",{"$f":"IF($D164=0,\" \",1/DX164)","v":" "},{"$f":"IF($D164=0,\" \",IF(DX$37<5,$J164/5*DX$37,IF(DX$37<=90,MIN(($J164+($K164-$J164)/45*(DX$37-5)),$L164),$L164-($L164-MIN(($J164+($K164-$J164)/45*85),$L164))/5*(95-DX$37)))/DX164)","v":" "},{"$f":"IF($D164=0,\" \",DX164*DZ164)","v":" "}," ",{"$f":"IF($D164=0,\" \",1/EB164)","v":" "},{"$f":"IF($D164=0,\" \",IF(EB$37<5,$J164/5*EB$37,IF(EB$37<=90,MIN(($J164+($K164-$J164)/45*(EB$37-5)),$L164),$L164-($L164-MIN(($J164+($K164-$J164)/45*85),$L164))/5*(95-EB$37)))/EB164)","v":" "},{"$f":"IF($D164=0,\" \",EB164*ED164)","v":" "}," ",{"$f":"IF($D164=0,\" \",1/EF164)","v":" "},{"$f":"IF($D164=0,\" \",IF(EF$37<5,$J164/5*EF$37,IF(EF$37<=90,MIN(($J164+($K164-$J164)/45*(EF$37-5)),$L164),$L164-($L164-MIN(($J164+($K164-$J164)/45*85),$L164))/5*(95-EF$37)))/EF164)","v":" "},{"$f":"IF($D164=0,\" \",EF164*EH164)","v":" "}," ",{"$f":"IF($D164=0,\" \",1/EJ164)","v":" "},{"$f":"IF($D164=0,\" \",IF(EJ$37<5,$J164/5*EJ$37,IF(EJ$37<=90,MIN(($J164+($K164-$J164)/45*(EJ$37-5)),$L164),$L164-($L164-MIN(($J164+($K164-$J164)/45*85),$L164))/5*(95-EJ$37)))/EJ164)","v":" "},{"$f":"IF($D164=0,\" \",EJ164*EL164)","v":" "}," ",{"$f":"IF($D164=0,\" \",1/EN164)","v":" "},{"$f":"IF($D164=0,\" \",IF(EN$37<5,$J164/5*EN$37,IF(EN$37<=90,MIN(($J164+($K164-$J164)/45*(EN$37-5)),$L164),$L164-($L164-MIN(($J164+($K164-$J164)/45*85),$L164))/5*(95-EN$37)))/EN164)","v":" "},{"$f":"IF($D164=0,\" \",EN164*EP164)","v":" "}," ",{"$f":"IF($D164=0,\" \",1/ER164)","v":" "},{"$f":"IF($D164=0,\" \",IF(ER$37<5,$J164/5*ER$37,IF(ER$37<=90,MIN(($J164+($K164-$J164)/45*(ER$37-5)),$L164),$L164-($L164-MIN(($J164+($K164-$J164)/45*85),$L164))/5*(95-ER$37)))/ER164)","v":" "},{"$f":"IF($D164=0,\" \",ER164*ET164)","v":" "}," ",{"$f":"IF($D164=0,\" \",1/EV164)","v":" "},{"$f":"IF($D164=0,\" \",IF(EV$37<5,$J164/5*EV$37,IF(EV$37<=90,MIN(($J164+($K164-$J164)/45*(EV$37-5)),$L164),$L164-($L164-MIN(($J164+($K164-$J164)/45*85),$L164))/5*(95-EV$37)))/EV164)","v":" "},{"$f":"IF($D164=0,\" \",EV164*EX164)","v":" "}," ",{"$f":"IF($D164=0,\" \",1/EZ164)","v":" "},{"$f":"IF($D164=0,\" \",IF(EZ$37<5,$J164/5*EZ$37,IF(EZ$37<=90,MIN(($J164+($K164-$J164)/45*(EZ$37-5)),$L164),$L164-($L164-MIN(($J164+($K164-$J164)/45*85),$L164))/5*(95-EZ$37)))/EZ164)","v":" "},{"$f":"IF($D164=0,\" \",EZ164*FB164)","v":" "},{"$f":"IF($D164=0,\" \",1/($I164*(100-FD$37)/100))","v":" "},{"$f":"IF($D164=0,\" \",1/FD164)","v":" "},{"$f":"IF($D164=0,\" \",IF(FD$37<5,$J164/5*FD$37,IF(FD$37<=90,MIN(($J164+($K164-$J164)/45*(FD$37-5)),$L164),$L164-($L164-MIN(($J164+($K164-$J164)/45*85),$L164))/5*(95-FD$37)))/FD164)","v":" "},{"$f":"IF($D164=0,\" \",FD164*FF164)","v":" "}," ",{"$f":"IF($D164=0,\" \",1/FH164)","v":" "},{"$f":"IF($D164=0,\" \",IF(FH$37<5,$J164/5*FH$37,IF(FH$37<=90,MIN(($J164+($K164-$J164)/45*(FH$37-5)),$L164),$L164-($L164-MIN(($J164+($K164-$J164)/45*85),$L164))/5*(95-FH$37)))/FH164)","v":" "},{"$f":"IF($D164=0,\" \",FH164*FJ164)","v":" "}," ",{"$f":"IF($D164=0,\" \",1/FL164)","v":" "},{"$f":"IF($D164=0,\" \",IF(FL$37<5,$J164/5*FL$37,IF(FL$37<=90,MIN(($J164+($K164-$J164)/45*(FL$37-5)),$L164),$L164-($L164-MIN(($J164+($K164-$J164)/45*85),$L164))/5*(95-FL$37)))/FL164)","v":" "},{"$f":"IF($D164=0,\" \",FL164*FN164)","v":" "}," ",{"$f":"IF($D164=0,\" \",1/FP164)","v":" "},{"$f":"IF($D164=0,\" \",IF(FP$37<5,$J164/5*FP$37,IF(FP$37<=90,MIN(($J164+($K164-$J164)/45*(FP$37-5)),$L164),$L164-($L164-MIN(($J164+($K164-$J164)/45*85),$L164))/5*(95-FP$37)))/FP164)","v":" "},{"$f":"IF($D164=0,\" \",FP164*FR164)","v":" "}," ",{"$f":"IF($D164=0,\" \",1/FT164)","v":" "},{"$f":"IF($D164=0,\" \",IF(FT$37<5,$J164/5*FT$37,IF(FT$37<=90,MIN(($J164+($K164-$J164)/45*(FT$37-5)),$L164),$L164-($L164-MIN(($J164+($K164-$J164)/45*85),$L164))/5*(95-FT$37)))/FT164)","v":" "},{"$f":"IF($D164=0,\" \",FT164*FV164)","v":" "}," ",{"$f":"IF($D164=0,\" \",1/FX164)","v":" "},{"$f":"IF($D164=0,\" \",IF(FX$37<5,$J164/5*FX$37,IF(FX$37<=90,MIN(($J164+($K164-$J164)/45*(FX$37-5)),$L164),$L164-($L164-MIN(($J164+($K164-$J164)/45*85),$L164))/5*(95-FX$37)))/FX164)","v":" "},{"$f":"IF($D164=0,\" \",FX164*FZ164)","v":" "}," ",{"$f":"IF($D164=0,\" \",1/GB164)","v":" "},{"$f":"IF($D164=0,\" \",IF(GB$37<5,$J164/5*GB$37,IF(GB$37<=90,MIN(($J164+($K164-$J164)/45*(GB$37-5)),$L164),$L164-($L164-MIN(($J164+($K164-$J164)/45*85),$L164))/5*(95-GB$37)))/GB164)","v":" "},{"$f":"IF($D164=0,\" \",GB164*GD164)","v":" "}," ",{"$f":"IF($D164=0,\" \",1/GF164)","v":" "},{"$f":"IF($D164=0,\" \",IF(GF$37<5,$J164/5*GF$37,IF(GF$37<=90,MIN(($J164+($K164-$J164)/45*(GF$37-5)),$L164),$L164-($L164-MIN(($J164+($K164-$J164)/45*85),$L164))/5*(95-GF$37)))/GF164)","v":" "},{"$f":"IF($D164=0,\" \",GF164*GH164)","v":" "}," ",{"$f":"IF($D164=0,\" \",1/GJ164)","v":" "},{"$f":"IF($D164=0,\" \",IF(GJ$37<5,$J164/5*GJ$37,IF(GJ$37<=90,MIN(($J164+($K164-$J164)/45*(GJ$37-5)),$L164),$L164-($L164-MIN(($J164+($K164-$J164)/45*85),$L164))/5*(95-GJ$37)))/GJ164)","v":" "},{"$f":"IF($D164=0,\" \",GJ164*GL164)","v":" "}," ",{"$f":"IF($D164=0,\" \",1/GN164)","v":" "},{"$f":"IF($D164=0,\" \",IF(GN$37<5,$J164/5*GN$37,IF(GN$37<=90,MIN(($J164+($K164-$J164)/45*(GN$37-5)),$L164),$L164-($L164-MIN(($J164+($K164-$J164)/45*85),$L164))/5*(95-GN$37)))/GN164)","v":" "},{"$f":"IF($D164=0,\" \",GN164*GP164)","v":" "}," ",{"$f":"IF($D164=0,\" \",1/GR164)","v":" "},{"$f":"IF($D164=0,\" \",IF(GR$37<5,$J164/5*GR$37,IF(GR$37<=90,MIN(($J164+($K164-$J164)/45*(GR$37-5)),$L164),$L164-($L164-MIN(($J164+($K164-$J164)/45*85),$L164))/5*(95-GR$37)))/GR164)","v":" "},{"$f":"IF($D164=0,\" \",GR164*GT164)","v":" "}," ",{"$f":"IF($D164=0,\" \",1/GV164)","v":" "},{"$f":"IF($D164=0,\" \",IF(GV$37<5,$J164/5*GV$37,IF(GV$37<=90,MIN(($J164+($K164-$J164)/45*(GV$37-5)),$L164),$L164-($L164-MIN(($J164+($K164-$J164)/45*85),$L164))/5*(95-GV$37)))/GV164)","v":" "},{"$f":"IF($D164=0,\" \",GV164*GX164)","v":" "}," ",{"$f":"IF($D164=0,\" \",1/GZ164)","v":" "},{"$f":"IF($D164=0,\" \",IF(GZ$37<5,$J164/5*GZ$37,IF(GZ$37<=90,MIN(($J164+($K164-$J164)/45*(GZ$37-5)),$L164),$L164-($L164-MIN(($J164+($K164-$J164)/45*85),$L164))/5*(95-GZ$37)))/GZ164)","v":" "},{"$f":"IF($D164=0,\" \",GZ164*HB164)","v":" "}," ",{"$f":"IF($D164=0,\" \",1/HD164)","v":" "},{"$f":"IF($D164=0,\" \",IF(HD$37<5,$J164/5*HD$37,IF(HD$37<=90,MIN(($J164+($K164-$J164)/45*(HD$37-5)),$L164),$L164-($L164-MIN(($J164+($K164-$J164)/45*85),$L164))/5*(95-HD$37)))/HD164)","v":" "},{"$f":"IF($D164=0,\" \",HD164*HF164)","v":" "}," ",{"$f":"IF($D164=0,\" \",1/HH164)","v":" "},{"$f":"IF($D164=0,\" \",IF(HH$37<5,$J164/5*HH$37,IF(HH$37<=90,MIN(($J164+($K164-$J164)/45*(HH$37-5)),$L164),$L164-($L164-MIN(($J164+($K164-$J164)/45*85),$L164))/5*(95-HH$37)))/HH164)","v":" "},{"$f":"IF($D164=0,\" \",HH164*HJ164)","v":" "}," ",{"$f":"IF($D164=0,\" \",1/HL164)","v":" "},{"$f":"IF($D164=0,\" \",IF(HL$37<5,$J164/5*HL$37,IF(HL$37<=90,MIN(($J164+($K164-$J164)/45*(HL$37-5)),$L164),$L164-($L164-MIN(($J164+($K164-$J164)/45*85),$L164))/5*(95-HL$37)))/HL164)","v":" "},{"$f":"IF($D164=0,\" \",HL164*HN164)","v":" "},null,{"$f":"IF($D164=\"Full\",'Failure Persistence Storage'!AB164,0)","v":0},{"$f":"IF($D164=\"Full\",'Failure Persistence Storage'!AE164,0)","v":0},{"$f":"IF($D164=\"Full\",'Failure Persistence Storage'!AF164,0)","v":0},{"$f":"IF($D164=\"Full\",'Failure Persistence Storage'!AI164,0)","v":0},{"$f":"IF($D164=\"Full\",'Failure Persistence Storage'!AJ164,0)","v":0},{"$f":"IF($D164=\"Full\",'Failure Persistence Storage'!AM164,0)","v":0},{"$f":"IF($D164=\"Full\",'Failure Persistence Storage'!AN164,0)","v":0},{"$f":"IF($D164=\"Full\",'Failure Persistence Storage'!AQ164,0)","v":0},{"$f":"IF($D164=\"Full\",'Failure Persistence Storage'!AR164,0)","v":0},{"$f":"IF($D164=\"Full\",'Failure Persistence Storage'!AU164,0)","v":0},{"$f":"IF($D164=\"Full\",'Failure Persistence Storage'!AV164,0)","v":0},{"$f":"IF($D164=\"Full\",'Failure Persistence Storage'!AY164,0)","v":0},{"$f":"IF($D164=\"Full\",'Failure Persistence Storage'!AZ164,0)","v":0},{"$f":"IF($D164=\"Full\",'Failure Persistence Storage'!BC164,0)","v":0},{"$f":"IF($D164=\"Full\",'Failure Persistence Storage'!BD164,0)","v":0},{"$f":"IF($D164=\"Full\",'Failure Persistence Storage'!BG164,0)","v":0},{"$f":"IF($D164=\"Full\",'Failure Persistence Storage'!BH164,0)","v":0},{"$f":"IF($D164=\"Full\",'Failure Persistence Storage'!BK164,0)","v":0},{"$f":"IF($D164=\"Full\",'Failure Persistence Storage'!BL164,0)","v":0},{"$f":"IF($D164=\"Full\",'Failure Persistence Storage'!BO164,0)","v":0},{"$f":"IF($D164=\"Full\",'Failure Persistence Storage'!BP164,0)","v":0},{"$f":"IF($D164=\"Full\",'Failure Persistence Storage'!BS164,0)","v":0},{"$f":"IF($D164=\"Full\",'Failure Persistence Storage'!BT164,0)","v":0},{"$f":"IF($D164=\"Full\",'Failure Persistence Storage'!BW164,0)","v":0},{"$f":"IF($D164=\"Full\",'Failure Persistence Storage'!BX164,0)","v":0},{"$f":"IF($D164=\"Full\",'Failure Persistence Storage'!CA164,0)","v":0},{"$f":"IF($D164=\"Full\",'Failure Persistence Storage'!CB164,0)","v":0},{"$f":"IF($D164=\"Full\",'Failure Persistence Storage'!CE164,0)","v":0},{"$f":"IF($D164=\"Full\",'Failure Persistence Storage'!CF164,0)","v":0},{"$f":"IF($D164=\"Full\",'Failure Persistence Storage'!CI164,0)","v":0},{"$f":"IF($D164=\"Full\",'Failure Persistence Storage'!CJ164,0)","v":0},{"$f":"IF($D164=\"Full\",'Failure Persistence Storage'!CM164,0)","v":0},{"$f":"IF($D164=\"Full\",'Failure Persistence Storage'!CN164,0)","v":0},{"$f":"IF($D164=\"Full\",'Failure Persistence Storage'!CQ164,0)","v":0},{"$f":"IF($D164=\"Full\",'Failure Persistence Storage'!CR164,0)","v":0},{"$f":"IF($D164=\"Full\",'Failure Persistence Storage'!CU164,0)","v":0},{"$f":"IF($D164=\"Full\",'Failure Persistence Storage'!CV164,0)","v":0},{"$f":"IF($D164=\"Full\",'Failure Persistence Storage'!CY164,0)","v":0},{"$f":"IF($D164=\"Full\",'Failure Persistence Storage'!CZ164,0)","v":0},{"$f":"IF($D164=\"Full\",'Failure Persistence Storage'!DC164,0)","v":0},{"$f":"IF($D164=\"Full\",'Failure Persistence Storage'!DD164,0)","v":0},{"$f":"IF($D164=\"Full\",'Failure Persistence Storage'!DG164,0)","v":0},{"$f":"IF($D164=\"Full\",'Failure Persistence Storage'!DH164,0)","v":0},{"$f":"IF($D164=\"Full\",'Failure Persistence Storage'!DK164,0)","v":0},{"$f":"IF($D164=\"Full\",'Failure Persistence Storage'!DL164,0)","v":0},{"$f":"IF($D164=\"Full\",'Failure Persistence Storage'!DO164,0)","v":0},{"$f":"IF($D164=\"Full\",'Failure Persistence Storage'!DP164,0)","v":0},{"$f":"IF($D164=\"Full\",'Failure Persistence Storage'!DS164,0)","v":0},{"$f":"IF($D164=\"Full\",'Failure Persistence Storage'!DT164,0)","v":0},{"$f":"IF($D164=\"Full\",'Failure Persistence Storage'!DW164,0)","v":0},{"$f":"IF($D164=\"Full\",'Failure Persistence Storage'!DX164,0)","v":0},{"$f":"IF($D164=\"Full\",'Failure Persistence Storage'!EA164,0)","v":0},{"$f":"IF($D164=\"Full\",'Failure Persistence Storage'!EB164,0)","v":0},{"$f":"IF($D164=\"Full\",'Failure Persistence Storage'!EE164,0)","v":0},{"$f":"IF($D164=\"Full\",'Failure Persistence Storage'!EF164,0)","v":0},{"$f":"IF($D164=\"Full\",'Failure Persistence Storage'!EI164,0)","v":0},{"$f":"IF($D164=\"Full\",'Failure Persistence Storage'!EJ164,0)","v":0},{"$f":"IF($D164=\"Full\",'Failure Persistence Storage'!EM164,0)","v":0},{"$f":"IF($D164=\"Full\",'Failure Persistence Storage'!EN164,0)","v":0},{"$f":"IF($D164=\"Full\",'Failure Persistence Storage'!EQ164,0)","v":0},{"$f":"IF($D164=\"Full\",'Failure Persistence Storage'!ER164,0)","v":0},{"$f":"IF($D164=\"Full\",'Failure Persistence Storage'!EU164,0)","v":0},{"$f":"IF($D164=\"Full\",'Failure Persistence Storage'!EV164,0)","v":0},{"$f":"IF($D164=\"Full\",'Failure Persistence Storage'!EY164,0)","v":0},{"$f":"IF($D164=\"Full\",'Failure Persistence Storage'!EZ164,0)","v":0},{"$f":"IF($D164=\"Full\",'Failure Persistence Storage'!FC164,0)","v":0},{"$f":"IF($D164=\"Full\",'Failure Persistence Storage'!FD164,0)","v":0},{"$f":"IF($D164=\"Full\",'Failure Persistence Storage'!FG164,0)","v":0},{"$f":"IF($D164=\"Full\",'Failure Persistence Storage'!FH164,0)","v":0},{"$f":"IF($D164=\"Full\",'Failure Persistence Storage'!FK164,0)","v":0},{"$f":"IF($D164=\"Full\",'Failure Persistence Storage'!FL164,0)","v":0},{"$f":"IF($D164=\"Full\",'Failure Persistence Storage'!FO164,0)","v":0},{"$f":"IF($D164=\"Full\",'Failure Persistence Storage'!FP164,0)","v":0},{"$f":"IF($D164=\"Full\",'Failure Persistence Storage'!FS164,0)","v":0},{"$f":"IF($D164=\"Full\",'Failure Persistence Storage'!FT164,0)","v":0},{"$f":"IF($D164=\"Full\",'Failure Persistence Storage'!FW164,0)","v":0},{"$f":"IF($D164=\"Full\",'Failure Persistence Storage'!FX164,0)","v":0},{"$f":"IF($D164=\"Full\",'Failure Persistence Storage'!GA164,0)","v":0},{"$f":"IF($D164=\"Full\",'Failure Persistence Storage'!GB164,0)","v":0},{"$f":"IF($D164=\"Full\",'Failure Persistence Storage'!GE164,0)","v":0},{"$f":"IF($D164=\"Full\",'Failure Persistence Storage'!GF164,0)","v":0},{"$f":"IF($D164=\"Full\",'Failure Persistence Storage'!GI164,0)","v":0},{"$f":"IF($D164=\"Full\",'Failure Persistence Storage'!GJ164,0)","v":0},{"$f":"IF($D164=\"Full\",'Failure Persistence Storage'!GM164,0)","v":0},{"$f":"IF($D164=\"Full\",'Failure Persistence Storage'!GN164,0)","v":0},{"$f":"IF($D164=\"Full\",'Failure Persistence Storage'!GQ164,0)","v":0},{"$f":"IF($D164=\"Full\",'Failure Persistence Storage'!GR164,0)","v":0},{"$f":"IF($D164=\"Full\",'Failure Persistence Storage'!GU164,0)","v":0},{"$f":"IF($D164=\"Full\",'Failure Persistence Storage'!GV164,0)","v":0},{"$f":"IF($D164=\"Full\",'Failure Persistence Storage'!GY164,0)","v":0},{"$f":"IF($D164=\"Full\",'Failure Persistence Storage'!GZ164,0)","v":0},{"$f":"IF($D164=\"Full\",'Failure Persistence Storage'!HC164,0)","v":0},{"$f":"IF($D164=\"Full\",'Failure Persistence Storage'!HD164,0)","v":0},{"$f":"IF($D164=\"Full\",'Failure Persistence Storage'!HG164,0)","v":0},{"$f":"IF($D164=\"Full\",'Failure Persistence Storage'!HH164,0)","v":0},{"$f":"IF($D164=\"Full\",'Failure Persistence Storage'!HK164,0)","v":0},{"$f":"IF($D164=\"Full\",'Failure Persistence Storage'!HL164,0)","v":0},{"$f":"IF($D164=\"Full\",'Failure Persistence Storage'!HO164,0)","v":0}]
[null,null,null,null,null,null,null,null,null,null,null,null,null,null,null,null,null,null,null,null,null,null,null,null,null,null,null," "," "," "," "," "," "," "," "," "," "," "," "," "," "," "," "," "," "," "," "," "," "," "," "," "," "," "," "," "," "," "," "," "," "," "," "," "," "," "," "," "," "," "," "," "," "," "," "," "," "," "," "," "," "," "," "," "," "," "," "," "," "," "," "," "," "," "," "," "," "," "," "," "," "," "," "," "," "," "," "," "," "," "," "," "," "," "," "," "," "," "," "," "," "," "," "," "," "," "," "," "," "," "," "," "," "," "," "," "," "," "," "," "," "," "," "," "," "," "," "," "," "," "," "," "," "," "," "," "," "," "," "," "," "," "," "," "," "," "," "," "," "," "," "," "," "," "," "," "," "," "," "," "," "," "," "," "," "," "," "," "," "," "," "," "," "," "," "," "," "," "," "," "," "," "," "," "," "," "," "," "," "," "," "," "," "," "," "," "," "," "," "," "," "," "," ",null,{"$f":"IF($D169=\"Full\",'Failure Persistence Storage'!AB169,0)","v":0},{"$f":"IF($D169=\"Full\",'Failure Persistence Storage'!AE169,0)","v":0},{"$f":"IF($D169=\"Full\",'Failure Persistence Storage'!AF169,0)","v":0},{"$f":"IF($D169=\"Full\",'Failure Persistence Storage'!AI169,0)","v":0},{"$f":"IF($D169=\"Full\",'Failure Persistence Storage'!AJ169,0)","v":0},{"$f":"IF($D169=\"Full\",'Failure Persistence Storage'!AM169,0)","v":0},{"$f":"IF($D169=\"Full\",'Failure Persistence Storage'!AN169,0)","v":0},{"$f":"IF($D169=\"Full\",'Failure Persistence Storage'!AQ169,0)","v":0},{"$f":"IF($D169=\"Full\",'Failure Persistence Storage'!AR169,0)","v":0},{"$f":"IF($D169=\"Full\",'Failure Persistence Storage'!AU169,0)","v":0},{"$f":"IF($D169=\"Full\",'Failure Persistence Storage'!AV169,0)","v":0},{"$f":"IF($D169=\"Full\",'Failure Persistence Storage'!AY169,0)","v":0},{"$f":"IF($D169=\"Full\",'Failure Persistence Storage'!AZ169,0)","v":0},{"$f":"IF($D169=\"Full\",'Failure Persistence Storage'!BC169,0)","v":0},{"$f":"IF($D169=\"Full\",'Failure Persistence Storage'!BD169,0)","v":0},{"$f":"IF($D169=\"Full\",'Failure Persistence Storage'!BG169,0)","v":0},{"$f":"IF($D169=\"Full\",'Failure Persistence Storage'!BH169,0)","v":0},{"$f":"IF($D169=\"Full\",'Failure Persistence Storage'!BK169,0)","v":0},{"$f":"IF($D169=\"Full\",'Failure Persistence Storage'!BL169,0)","v":0},{"$f":"IF($D169=\"Full\",'Failure Persistence Storage'!BO169,0)","v":0},{"$f":"IF($D169=\"Full\",'Failure Persistence Storage'!BP169,0)","v":0},{"$f":"IF($D169=\"Full\",'Failure Persistence Storage'!BS169,0)","v":0},{"$f":"IF($D169=\"Full\",'Failure Persistence Storage'!BT169,0)","v":0},{"$f":"IF($D169=\"Full\",'Failure Persistence Storage'!BW169,0)","v":0},{"$f":"IF($D169=\"Full\",'Failure Persistence Storage'!BX169,0)","v":0},{"$f":"IF($D169=\"Full\",'Failure Persistence Storage'!CA169,0)","v":0},{"$f":"IF($D169=\"Full\",'Failure Persistence Storage'!CB169,0)","v":0},{"$f":"IF($D169=\"Full\",'Failure Persistence Storage'!CE169,0)","v":0},{"$f":"IF($D169=\"Full\",'Failure Persistence Storage'!CF169,0)","v":0},{"$f":"IF($D169=\"Full\",'Failure Persistence Storage'!CI169,0)","v":0},{"$f":"IF($D169=\"Full\",'Failure Persistence Storage'!CJ169,0)","v":0},{"$f":"IF($D169=\"Full\",'Failure Persistence Storage'!CM169,0)","v":0},{"$f":"IF($D169=\"Full\",'Failure Persistence Storage'!CN169,0)","v":0},{"$f":"IF($D169=\"Full\",'Failure Persistence Storage'!CQ169,0)","v":0},{"$f":"IF($D169=\"Full\",'Failure Persistence Storage'!CR169,0)","v":0},{"$f":"IF($D169=\"Full\",'Failure Persistence Storage'!CU169,0)","v":0},{"$f":"IF($D169=\"Full\",'Failure Persistence Storage'!CV169,0)","v":0},{"$f":"IF($D169=\"Full\",'Failure Persistence Storage'!CY169,0)","v":0},{"$f":"IF($D169=\"Full\",'Failure Persistence Storage'!CZ169,0)","v":0},{"$f":"IF($D169=\"Full\",'Failure Persistence Storage'!DC169,0)","v":0},{"$f":"IF($D169=\"Full\",'Failure Persistence Storage'!DD169,0)","v":0},{"$f":"IF($D169=\"Full\",'Failure Persistence Storage'!DG169,0)","v":0},{"$f":"IF($D169=\"Full\",'Failure Persistence Storage'!DH169,0)","v":0},{"$f":"IF($D169=\"Full\",'Failure Persistence Storage'!DK169,0)","v":0},{"$f":"IF($D169=\"Full\",'Failure Persistence Storage'!DL169,0)","v":0},{"$f":"IF($D169=\"Full\",'Failure Persistence Storage'!DO169,0)","v":0},{"$f":"IF($D169=\"Full\",'Failure Persistence Storage'!DP169,0)","v":0},{"$f":"IF($D169=\"Full\",'Failure Persistence Storage'!DS169,0)","v":0},{"$f":"IF($D169=\"Full\",'Failure Persistence Storage'!DT169,0)","v":0},{"$f":"IF($D169=\"Full\",'Failure Persistence Storage'!DW169,0)","v":0},{"$f":"IF($D169=\"Full\",'Failure Persistence Storage'!DX169,0)","v":0},{"$f":"IF($D169=\"Full\",'Failure Persistence Storage'!EA169,0)","v":0},{"$f":"IF($D169=\"Full\",'Failure Persistence Storage'!EB169,0)","v":0},{"$f":"IF($D169=\"Full\",'Failure Persistence Storage'!EE169,0)","v":0},{"$f":"IF($D169=\"Full\",'Failure Persistence Storage'!EF169,0)","v":0},{"$f":"IF($D169=\"Full\",'Failure Persistence Storage'!EI169,0)","v":0},{"$f":"IF($D169=\"Full\",'Failure Persistence Storage'!EJ169,0)","v":0},{"$f":"IF($D169=\"Full\",'Failure Persistence Storage'!EM169,0)","v":0},{"$f":"IF($D169=\"Full\",'Failure Persistence Storage'!EN169,0)","v":0},{"$f":"IF($D169=\"Full\",'Failure Persistence Storage'!EQ169,0)","v":0},{"$f":"IF($D169=\"Full\",'Failure Persistence Storage'!ER169,0)","v":0},{"$f":"IF($D169=\"Full\",'Failure Persistence Storage'!EU169,0)","v":0},{"$f":"IF($D169=\"Full\",'Failure Persistence Storage'!EV169,0)","v":0},{"$f":"IF($D169=\"Full\",'Failure Persistence Storage'!EY169,0)","v":0},{"$f":"IF($D169=\"Full\",'Failure Persistence Storage'!EZ169,0)","v":0},{"$f":"IF($D169=\"Full\",'Failure Persistence Storage'!FC169,0)","v":0},{"$f":"IF($D169=\"Full\",'Failure Persistence Storage'!FD169,0)","v":0},{"$f":"IF($D169=\"Full\",'Failure Persistence Storage'!FG169,0)","v":0},{"$f":"IF($D169=\"Full\",'Failure Persistence Storage'!FH169,0)","v":0},{"$f":"IF($D169=\"Full\",'Failure Persistence Storage'!FK169,0)","v":0},{"$f":"IF($D169=\"Full\",'Failure Persistence Storage'!FL169,0)","v":0},{"$f":"IF($D169=\"Full\",'Failure Persistence Storage'!FO169,0)","v":0},{"$f":"IF($D169=\"Full\",'Failure Persistence Storage'!FP169,0)","v":0},{"$f":"IF($D169=\"Full\",'Failure Persistence Storage'!FS169,0)","v":0},{"$f":"IF($D169=\"Full\",'Failure Persistence Storage'!FT169,0)","v":0},{"$f":"IF($D169=\"Full\",'Failure Persistence Storage'!FW169,0)","v":0},{"$f":"IF($D169=\"Full\",'Failure Persistence Storage'!FX169,0)","v":0},{"$f":"IF($D169=\"Full\",'Failure Persistence Storage'!GA169,0)","v":0},{"$f":"IF($D169=\"Full\",'Failure Persistence Storage'!GB169,0)","v":0},{"$f":"IF($D169=\"Full\",'Failure Persistence Storage'!GE169,0)","v":0},{"$f":"IF($D169=\"Full\",'Failure Persistence Storage'!GF169,0)","v":0},{"$f":"IF($D169=\"Full\",'Failure Persistence Storage'!GI169,0)","v":0},{"$f":"IF($D169=\"Full\",'Failure Persistence Storage'!GJ169,0)","v":0},{"$f":"IF($D169=\"Full\",'Failure Persistence Storage'!GM169,0)","v":0},{"$f":"IF($D169=\"Full\",'Failure Persistence Storage'!GN169,0)","v":0},{"$f":"IF($D169=\"Full\",'Failure Persistence Storage'!GQ169,0)","v":0},{"$f":"IF($D169=\"Full\",'Failure Persistence Storage'!GR169,0)","v":0},{"$f":"IF($D169=\"Full\",'Failure Persistence Storage'!GU169,0)","v":0},{"$f":"IF($D169=\"Full\",'Failure Persistence Storage'!GV169,0)","v":0},{"$f":"IF($D169=\"Full\",'Failure Persistence Storage'!GY169,0)","v":0},{"$f":"IF($D169=\"Full\",'Failure Persistence Storage'!GZ169,0)","v":0},{"$f":"IF($D169=\"Full\",'Failure Persistence Storage'!HC169,0)","v":0},{"$f":"IF($D169=\"Full\",'Failure Persistence Storage'!HD169,0)","v":0},{"$f":"IF($D169=\"Full\",'Failure Persistence Storage'!HG169,0)","v":0},{"$f":"IF($D169=\"Full\",'Failure Persistence Storage'!HH169,0)","v":0},{"$f":"IF($D169=\"Full\",'Failure Persistence Storage'!HK169,0)","v":0},{"$f":"IF($D169=\"Full\",'Failure Persistence Storage'!HL169,0)","v":0},{"$f":"IF($D169=\"Full\",'Failure Persistence Storage'!HO169,0)","v":0}]
[null,"Combination of elements",null,{"$f":"IF(OR(D164=\"Part\",D165=\"Part\",D166=\"Part\",D167=\"Part\",D168=\"Part\",D169=\"Part\",D170=\"Part\",D171=\"Part\",D172=\"Part\",D173=\"Part\"),\"Part\",IF(OR(D164=\"Full\",D165=\"Full\",D166=\"Full\",D167=\"Full\",D168=\"Full\",D169=\"Full\",D170=\"Full\",D171=\"Full\",D172=\"Full\",D173=\"Full\"),\"Full\",IF(AND(D164=\" \",D165=\" \",D166=\" \",D167=\" \",D168=\" \",D169=\" \",D170=\" \",D171=\" \",D172=\" \",D173=\" \"),\" \",\" \")))","v":" "},null,null,null,null,null,null,null,null,null,null,null,null,null,null,null,null,null,null,null,null,null,null,null," ",{"$f":"IF($D174=\" \",\" \",SUM(AC164:AC173))","v":" "},{"$f":"IF($D174=\" \",\" \",SUM(AD164:AD173))","v":" "},{"$f":"IF($D174=\" \",\" \",AB174*AD174)","v":" "},{"$f":"IF($D174=\" \",\" \",1/AG174)","v":" "},{"$f":"IF($D174=\" \",\" \",SUM(AG164:AG173))","v":" "},{"$f":"IF($D174=\" \",\" \",SUM(AH164:AH173))","v":" "},{"$f":"IF($D174=\" \",\" \",AF174*AH174)","v":" "}," ",{"$f":"IF($D174=\" \",\" \",SUM(AK164:AK173))","v":" "},{"$f":"IF($D174=\" \",\" \",SUM(AL164:AL173))","v":" "},{"$f":"IF($D174=\" \",\" \",AJ174*AL174)","v":" "}," ",{"$f":"IF($D174=\" \",\" \",SUM(AO164:AO173))","v":" "},{"$f":"IF($D174=\" \",\" \",SUM(AP164:AP173))","v":" "},{"$f":"IF($D174=\" \",\" \",AN174*AP174)","v":" "}," ",{"$f":"IF($D174=\" \",\" \",SUM(AS164:AS173))","v":" "},{"$f":"IF($D174=\" \",\" \",SUM(AT164:AT173))","v":" "},{"$f":"IF($D174=\" \",\" \",AR174*AT174)","v":" "}," ",{"$f":"IF($D174=\" \",\" \",SUM(AW164:AW173))","v":" "},{"$f":"IF($D174=\" \",\" \",SUM(AX164:AX173))","v":" "},{"$f":"IF($D174=\" \",\" \",AV174*AX174)","v":" "}," ",{"$f":"IF($D174=\" \",\" \",SUM(BA164:BA173))","v":" "},{"$f":"IF($D174=\" \",\" \",SUM(BB164:BB173))","v":" "},{"$f":"IF($D174=\" \",\" \",AZ174*BB174)","v":" "}," ",{"$f":"IF($D174=\" \",\" \",SUM(BE164:BE173))","v":" "},{"$f":"IF($D174=\" \",\" \",SUM(BF164:BF173))","v":" "},{"$f":"IF($D174=\" \",\" \",BD174*BF174)","v":" "}," ",{"$f":"IF($D174=\" \",\" \",SUM(BI164:BI173))","v":" "},{"$f":"IF($D174=\" \",\" \",SUM(BJ164:BJ173))","v":" "},{"$f":"IF($D174=\" \",\" \",BH174*BJ174)","v":" "}," ",{"$f":"IF($D174=\" \",\" \",SUM(BM164:BM173))","v":" "},{"$f":"IF($D174=\" \",\" \",SUM(BN164:BN173))","v":" "},{"$f":"IF($D174=\" \",\" \",BL174*BN174)","v":" "}," ",{"$f":"IF($D174=\" \",\" \",SUM(BQ164:BQ173))","v":" "},{"$f":"IF($D174=\" \",\" \",SUM(BR164:BR173))","v":" "},{"$f":"IF($D174=\" \",\" \",BP174*BR174)","v":" "}," ",{"$f":"IF($D174=\" \",\" \",SUM(BU164:BU173))","v":" "},{"$f":"IF($D174=\" \",\" \",SUM(BV164:BV173))","v":" "},{"$f":"IF($D174=\" \",\" \",BT174*BV174)","v":" "}," ",{"$f":"IF($D174=\" \",\" \",SUM(BY164:BY173))","v":" "},{"$f":"IF($D174=\" \",\" \",SUM(BZ164:BZ173))","v":" "},{"$f":"IF($D174=\" \",\" \",BX174*BZ174)","v":" "}," ",{"$f":"IF($D174=\" \",\" \",SUM(CC164:CC173))","v":" "},{"$f":"IF($D174=\" \",\" \",SUM(CD164:CD173))","v":" "},{"$f":"IF($D174=\" \",\" \",CB174*CD174)","v":" "}," ",{"$f":"IF($D174=\" \",\" \",SUM(CG164:CG173))","v":" "},{"$f":"IF($D174=\" \",\" \",SUM(CH164:CH173))","v":" "},{"$f":"IF($D174=\" \",\" \",CF174*CH174)","v":" "}," ",{"$f":"IF($D174=\" \",\" \",SUM(CK164:CK173))","v":" "},{"$f":"IF($D174=\" \",\" \",SUM(CL164:CL173))","v":" "},{"$f":"IF($D174=\" \",\" \",CJ174*CL174)","v":" "}," ",{"$f":"IF($D174=\" \",\" \",SUM(CO164:CO173))","v":" "},{"$f":"IF($D174=\" \",\" \",SUM(CP164:CP173))","v":" "},{"$f":"IF($D174=\" \",\" \",CN174*CP174)","v":" "},{"$f":"IF($D174=\" \",\" \",1/CS174)","v":" "},{"$f":"IF($D174=\" \",\" \",SUM(CS164:CS173))","v":" "},{"$f":"IF($D174=\" \",\" \",SUM(CT164:CT173))","v":" "},{"$f":"IF($D174=\" \",\" \",CR174*CT174)","v":" "}," ",{"$f":"IF($D174=\" \",\" \",SUM(CW164:CW173))","v":" "},{"$f":"IF($D174=\" \",\" \",SUM(CX164:CX173))","v":" "},{"$f":"IF($D174=\" \",\" \",CV174*CX174)","v":" "}," ",{"$f":"IF($D174=\" \",\" \",SUM(DA164:DA173))","v":" "},{"$f":"IF($D174=\" \",\" \",SUM(DB164:DB173))","v":" "},{"$f":"IF($D174=\" \",\" \",CZ174*DB174)","v":" "}," ",{"$f":"IF($D174=\" \",\" \",SUM(DE164:DE173))","v":" "},{"$f":"IF($D174=\" \",\" \",SUM(DF164:DF173))","v":" "},{"$f":"IF($D174=\" \",\" \",DD174*DF174)","v":" "}," ",{"$f":"IF($D174=\" \",\" \",SUM(DI164:DI173))","v":" "},{"$f":"IF($D174=\" \",\" \",SUM(DJ164:DJ173))","v":" "},{"$f":"IF($D174=\" \",\" \",DH174*DJ174)","v":" "}," ",{"$f":"IF($D174=\" \",\" \",SUM(DM164:DM173))","v":" "},{"$f":"IF($D174=\" \",\" \",SUM(DN164:DN173))","v":" "},{"$f":"IF($D174=\" \",\" \",DL174*DN174)","v":" "}," ",{"$f":"IF($D174=\" \",\" \",SUM(DQ164:DQ173))","v":" "},{"$f":"IF($D174=\" \",\" \",SUM(DR164:DR173))","v":" "},{"$f":"IF($D174=\" \",\" \",DP174*DR174)","v":" "}," ",{"$f":"IF($D174=\" \",\" \",SUM(DU164:DU173))","v":" "},{"$f":"IF($D174=\" \",\" \",SUM(DV164:DV173))","v":" "},{"$f":"IF($D174=\" \",\" \",DT174*DV174)","v":" "}," ",{"$f":"IF($D174=\" \",\" \",SUM(DY164:DY173))","v":" "},{"$f":"IF($D174=\" \",\" \",SUM(DZ164:DZ173))","v":" "},{"$f":"IF($D174=\" \",\" \",DX174*DZ174)","v":" "}," ",{"$f":"IF($D174=\" \",\" \",SUM(EC164:EC173))","v":" "},{"$f":"IF($D174=\" \",\" \",SUM(ED164:ED173))","v":" "},{"$f":"IF($D174=\" \",\" \",EB174*ED174)","v":" "}," ",{"$f":"IF($D174=\" \",\" \",SUM(EG164:EG173))","v":" "},{"$f":"IF($D174=\" \",\" \",SUM(EH164:EH173))","v":" "},{"$f":"IF($D174=\" \",\" \",EF174*EH174)","v":" "}," ",{"$f":"IF($D174=\" \",\" \",SUM(EK164:EK173))","v":" "},{"$f":"IF($D174=\" \",\" \",SUM(EL164:EL173))","v":" "},{"$f":"IF($D174=\" \",\" \",EJ174*EL174)","v":" "}," ",{"$f":"IF($D174=\" \",\" \",SUM(EO164:EO173))","v":" "},{"$f":"IF($D174=\" \",\" \",SUM(EP164:EP173))","v":" "},{"$f":"IF($D174=\" \",\" \",EN174*EP174)","v":" "}," ",{"$f":"IF($D174=\" \",\" \",SUM(ES164:ES173))","v":" "},{"$f":"IF($D174=\" \",\" \",SUM(ET164:ET173))","v":" "},{"$f":"IF($D174=\" \",\" \",ER174*ET174)","v":" "}," ",{"$f":"IF($D174=\" \",\" \",SUM(EW164:EW173))","v":" "},{"$f":"IF($D174=\" \",\" \",SUM(EX164:EX173))","v":" "},{"$f":"IF($D174=\" \",\" \",EV174*EX174)","v":" "}," ",{"$f":"IF($D174=\" \",\" \",SUM(FA164:FA173))","v":" "},{"$f":"IF($D174=\" \",\" \",SUM(FB164:FB173))","v":" "},{"$f":"IF($D174=\" \",\" \",EZ174*FB174)","v":" "},{"$f":"IF($D174=\" \",\" \",1/FE174)","v":" "},{"$f":"IF($D174=\" \",\" \",SUM(FE164:FE173))","v":" "},{"$f":"IF($D174=\" \",\" \",SUM(FF164:FF173))","v":" "},{"$f":"IF($D174=\" \",\" \",FD174*FF174)","v":" "}," ",{"$f":"IF($D174=\" \",\" \",SUM(FI164:FI173))","v":" "},{"$f":"IF($D174=\" \",\" \",SUM(FJ164:FJ173))","v":" "},{"$f":"IF($D174=\" \",\" \",FH174*FJ174)","v":" "}," ",{"$f":"IF($D174=\" \",\" \",SUM(FM164:FM173))","v":" "},{"$f":"IF($D174=\" \",\" \",SUM(FN164:FN173))","v":" "},{"$f":"IF($D174=\" \",\" \",FL174*FN174)","v":" "}," ",{"$f":"IF($D174=\" \",\" \",SUM(FQ164:FQ173))","v":" "},{"$f":"IF($D174=\" \",\" \",SUM(FR164:FR173))","v":" "},{"$f":"IF($D174=\" \",\" \",FP174*FR174)","v":" "}," ",{"$f":"IF($D174=\" \",\" \",SUM(FU164:FU173))","v":" "},{"$f":"IF($D174=\" \",\" \",SUM(FV164:FV173))","v":" "},{"$f":"IF($D174=\" \",\" \",FT174*FV174)","v":" "}," ",{"$f":"IF($D174=\" \",\" \",SUM(FY164:FY173))","v":" "},{"$f":"IF($D174=\" \",\" \",SUM(FZ164:FZ173))","v":" "},{"$f":"IF($D174=\" \",\" \",FX174*FZ174)","v":" "}," ",{"$f":"IF($D174=\" \",\" \",SUM(GC164:GC173))","v":" "},{"$f":"IF($D174=\" \",\" \",SUM(GD164:GD173))","v":" "},{"$f":"IF($D174=\" \",\" \",GB174*GD174)","v":" "}," ",{"$f":"IF($D174=\" \",\" \",SUM(GG164:GG173))","v":" "},{"$f":"IF($D174=\" \",\" \",SUM(GH164:GH173))","v":" "},{"$f":"IF($D174=\" \",\" \",GF174*GH174)","v":" "}," ",{"$f":"IF($D174=\" \",\" \",SUM(GK164:GK173))","v":" "},{"$f":"IF($D174=\" \",\" \",SUM(GL164:GL173))","v":" "},{"$f":"IF($D174=\" \",\" \",GJ174*GL174)","v":" "}," ",{"$f":"IF($D174=\" \",\" \",SUM(GO164:GO173))","v":" "},{"$f":"IF($D174=\" \",\" \",SUM(GP164:GP173))","v":" "},{"$f":"IF($D174=\" \",\" \",GN174*GP174)","v":" "}," ",{"$f":"IF($D174=\" \",\" \",SUM(GS164:GS173))","v":" "},{"$f":"IF($D174=\" \",\" \",SUM(GT164:GT173))","v":" "},{"$f":"IF($D174=\" \",\" \",GR174*GT174)","v":" "}," ",{"$f":"IF($D174=\" \",\" \",SUM(GW164:GW173))","v":" "},{"$f":"IF($D174=\" \",\" \",SUM(GX164:GX173))","v":" "},{"$f":"IF($D174=\" \",\" \",GV174*GX174)","v":" "}," ",{"$f":"IF($D174=\" \",\" \",SUM(HA164:HA173))","v":" "},{"$f":"IF($D174=\" \",\" \",SUM(HB164:HB173))","v":" "},{"$f":"IF($D174=\" \",\" \",GZ174*HB174)","v":" "}," ",{"$f":"IF($D174=\" \",\" \",SUM(HE164:HE173))","v":" "},{"$f":"IF($D174=\" \",\" \",SUM(HF164:HF173))","v":" "},{"$f":"IF($D174=\" \",\" \",HD174*HF174)","v":" "}," ",{"$f":"IF($D174=\" \",\" \",SUM(HI164:HI173))","v":" "},{"$f":"IF($D174=\" \",\" \",SUM(HJ164:HJ173))","v":" "},{"$f":"IF($D174=\" \",\" \",HH174*HJ174)","v":" "}," ",{"$f":"IF($D174=\" \",\" \",SUM(HM164:HM173))","v":" "},{"$f":"IF($D174=\" \",\" \",SUM(HN164:HN173))","v":" "},{"$f":"IF($D174=\" \",\" \",HL174*HN174)","v":" "},null,{"$f":"IF($D174=\"Full\",'Failure Persistence Storage'!AB174,0)","v":0},{"$f":"IF($D174=\"Full\",'Failure Persistence Storage'!AE174,0)","v":0},{"$f":"IF($D174=\"Full\",'Failure Persistence Storage'!AF174,0)","v":0},{"$f":"IF($D174=\"Full\",'Failure Persistence Storage'!AI174,0)","v":0},{"$f":"IF($D174=\"Full\",'Failure Persistence Storage'!AJ174,0)","v":0},{"$f":"IF($D174=\"Full\",'Failure Persistence Storage'!AM174,0)","v":0},{"$f":"IF($D174=\"Full\",'Failure Persistence Storage'!AN174,0)","v":0},{"$f":"IF($D174=\"Full\",'Failure Persistence Storage'!AQ174,0)","v":0},{"$f":"IF($D174=\"Full\",'Failure Persistence Storage'!AR174,0)","v":0},{"$f":"IF($D174=\"Full\",'Failure Persistence Storage'!AU174,0)","v":0},{"$f":"IF($D174=\"Full\",'Failure Persistence Storage'!AV174,0)","v":0},{"$f":"IF($D174=\"Full\",'Failure Persistence Storage'!AY174,0)","v":0},{"$f":"IF($D174=\"Full\",'Failure Persistence Storage'!AZ174,0)","v":0},{"$f":"IF($D174=\"Full\",'Failure Persistence Storage'!BC174,0)","v":0},{"$f":"IF($D174=\"Full\",'Failure Persistence Storage'!BD174,0)","v":0},{"$f":"IF($D174=\"Full\",'Failure Persistence Storage'!BG174,0)","v":0},{"$f":"IF($D174=\"Full\",'Failure Persistence Storage'!BH174,0)","v":0},{"$f":"IF($D174=\"Full\",'Failure Persistence Storage'!BK174,0)","v":0},{"$f":"IF($D174=\"Full\",'Failure Persistence Storage'!BL174,0)","v":0},{"$f":"IF($D174=\"Full\",'Failure Persistence Storage'!BO174,0)","v":0},{"$f":"IF($D174=\"Full\",'Failure Persistence Storage'!BP174,0)","v":0},{"$f":"IF($D174=\"Full\",'Failure Persistence Storage'!BS174,0)","v":0},{"$f":"IF($D174=\"Full\",'Failure Persistence Storage'!BT174,0)","v":0},{"$f":"IF($D174=\"Full\",'Failure Persistence Storage'!BW174,0)","v":0},{"$f":"IF($D174=\"Full\",'Failure Persistence Storage'!BX174,0)","v":0},{"$f":"IF($D174=\"Full\",'Failure Persistence Storage'!CA174,0)","v":0},{"$f":"IF($D174=\"Full\",'Failure Persistence Storage'!CB174,0)","v":0},{"$f":"IF($D174=\"Full\",'Failure Persistence Storage'!CE174,0)","v":0},{"$f":"IF($D174=\"Full\",'Failure Persistence Storage'!CF174,0)","v":0},{"$f":"IF($D174=\"Full\",'Failure Persistence Storage'!CI174,0)","v":0},{"$f":"IF($D174=\"Full\",'Failure Persistence Storage'!CJ174,0)","v":0},{"$f":"IF($D174=\"Full\",'Failure Persistence Storage'!CM174,0)","v":0},{"$f":"IF($D174=\"Full\",'Failure Persistence Storage'!CN174,0)","v":0},{"$f":"IF($D174=\"Full\",'Failure Persistence Storage'!CQ174,0)","v":0},{"$f":"IF($D174=\"Full\",'Failure Persistence Storage'!CR174,0)","v":0},{"$f":"IF($D174=\"Full\",'Failure Persistence Storage'!CU174,0)","v":0},{"$f":"IF($D174=\"Full\",'Failure Persistence Storage'!CV174,0)","v":0},{"$f":"IF($D174=\"Full\",'Failure Persistence Storage'!CY174,0)","v":0},{"$f":"IF($D174=\"Full\",'Failure Persistence Storage'!CZ174,0)","v":0},{"$f":"IF($D174=\"Full\",'Failure Persistence Storage'!DC174,0)","v":0},{"$f":"IF($D174=\"Full\",'Failure Persistence Storage'!DD174,0)","v":0},{"$f":"IF($D174=\"Full\",'Failure Persistence Storage'!DG174,0)","v":0},{"$f":"IF($D174=\"Full\",'Failure Persistence Storage'!DH174,0)","v":0},{"$f":"IF($D174=\"Full\",'Failure Persistence Storage'!DK174,0)","v":0},{"$f":"IF($D174=\"Full\",'Failure Persistence Storage'!DL174,0)","v":0},{"$f":"IF($D174=\"Full\",'Failure Persistence Storage'!DO174,0)","v":0},{"$f":"IF($D174=\"Full\",'Failure Persistence Storage'!DP174,0)","v":0},{"$f":"IF($D174=\"Full\",'Failure Persistence Storage'!DS174,0)","v":0},{"$f":"IF($D174=\"Full\",'Failure Persistence Storage'!DT174,0)","v":0},{"$f":"IF($D174=\"Full\",'Failure Persistence Storage'!DW174,0)","v":0},{"$f":"IF($D174=\"Full\",'Failure Persistence Storage'!DX174,0)","v":0},{"$f":"IF($D174=\"Full\",'Failure Persistence Storage'!EA174,0)","v":0},{"$f":"IF($D174=\"Full\",'Failure Persistence Storage'!EB174,0)","v":0},{"$f":"IF($D174=\"Full\",'Failure Persistence Storage'!EE174,0)","v":0},{"$f":"IF($D174=\"Full\",'Failure Persistence Storage'!EF174,0)","v":0},{"$f":"IF($D174=\"Full\",'Failure Persistence Storage'!EI174,0)","v":0},{"$f":"IF($D174=\"Full\",'Failure Persistence Storage'!EJ174,0)","v":0},{"$f":"IF($D174=\"Full\",'Failure Persistence Storage'!EM174,0)","v":0},{"$f":"IF($D174=\"Full\",'Failure Persistence Storage'!EN174,0)","v":0},{"$f":"IF($D174=\"Full\",'Failure Persistence Storage'!EQ174,0)","v":0},{"$f":"IF($D174=\"Full\",'Failure Persistence Storage'!ER174,0)","v":0},{"$f":"IF($D174=\"Full\",'Failure Persistence Storage'!EU174,0)","v":0},{"$f":"IF($D174=\"Full\",'Failure Persistence Storage'!EV174,0)","v":0},{"$f":"IF($D174=\"Full\",'Failure Persistence Storage'!EY174,0)","v":0},{"$f":"IF($D174=\"Full\",'Failure Persistence Storage'!EZ174,0)","v":0},{"$f":"IF($D174=\"Full\",'Failure Persistence Storage'!FC174,0)","v":0},{"$f":"IF($D174=\"Full\",'Failure Persistence Storage'!FD174,0)","v":0},{"$f":"IF($D174=\"Full\",'Failure Persistence Storage'!FG174,0)","v":0},{"$f":"IF($D174=\"Full\",'Failure Persistence Storage'!FH174,0)","v":0},{"$f":"IF($D174=\"Full\",'Failure Persistence Storage'!FK174,0)","v":0},{"$f":"IF($D174=\"Full\",'Failure Persistence Storage'!FL174,0)","v":0},{"$f":"IF($D174=\"Full\",'Failure Persistence Storage'!FO174,0)","v":0},{"$f":"IF($D174=\"Full\",'Failure Persistence Storage'!FP174,0)","v":0},{"$f":"IF($D174=\"Full\",'Failure Persistence Storage'!FS174,0)","v":0},{"$f":"IF($D174=\"Full\",'Failure Persistence Storage'!FT174,0)","v":0},{"$f":"IF($D174=\"Full\",'Failure Persistence Storage'!FW174,0)","v":0},{"$f":"IF($D174=\"Full\",'Failure Persistence Storage'!FX174,0)","v":0},{"$f":"IF($D174=\"Full\",'Failure Persistence Storage'!GA174,0)","v":0},{"$f":"IF($D174=\"Full\",'Failure Persistence Storage'!GB174,0)","v":0},{"$f":"IF($D174=\"Full\",'Failure Persistence Storage'!GE174,0)","v":0},{"$f":"IF($D174=\"Full\",'Failure Persistence Storage'!GF174,0)","v":0},{"$f":"IF($D174=\"Full\",'Failure Persistence Storage'!GI174,0)","v":0},{"$f":"IF($D174=\"Full\",'Failure Persistence Storage'!GJ174,0)","v":0},{"$f":"IF($D174=\"Full\",'Failure Persistence Storage'!GM174,0)","v":0},{"$f":"IF($D174=\"Full\",'Failure Persistence Storage'!GN174,0)","v":0},{"$f":"IF($D174=\"Full\",'Failure Persistence Storage'!GQ174,0)","v":0},{"$f":"IF($D174=\"Full\",'Failure Persistence Storage'!GR174,0)","v":0},{"$f":"IF($D174=\"Full\",'Failure Persistence Storage'!GU174,0)","v":0},{"$f":"IF($D174=\"Full\",'Failure Persistence Storage'!GV174,0)","v":0},{"$f":"IF($D174=\"Full\",'Failure Persistence Storage'!GY174,0)","v":0},{"$f":"IF($D174=\"Full\",'Failure Persistence Storage'!GZ174,0)","v":0},{"$f":"IF($D174=\"Full\",'Failure Persistence Storage'!HC174,0)","v":0},{"$f":"IF($D174=\"Full\",'Failure Persistence Storage'!HD174,0)","v":0},{"$f":"IF($D174=\"Full\",'Failure Persistence Storage'!HG174,0)","v":0},{"$f":"IF($D174=\"Full\",'Failure Persistence Storage'!HH174,0)","v":0},{"$f":"IF($D174=\"Full\",'Failure Persistence Storage'!HK174,0)","v":0},{"$f":"IF($D174=\"Full\",'Failure Persistence Storage'!HL174,0)","v":0},{"$f":"IF($D174=\"Full\",'Failure Persistence Storage'!HO174,0)","v":0}]
[null,null,null,null,null,null,null,null,null,null,null,null,null,null,null,null,null,null,null,null,null,null,null,null,null,null,null," "," "," "," "," "," "," "," "," "," "," "," "," "," "," "," "," "," "," "," "," "," "," "," "," "," "," "," "," "," "," "," "," "," "," "," "," "," "," "," "," "," "," "," "," "," "," "," "," "," "," "," "," "," "," "," "," "," "," "," "," "," "," "," "," "," "," "," "," "," "," "," "," "," "," "," "," "," "," "," "," "," "," "," "," "," "," "," "," "," "," "," "," "," "," "," "," "," "," "," "," "," "," "," "," "," "," "," "," "," "," "," "," "," "," "," "," "," "," "," "," "," "," "," "," "," "," "," "," "," "," "," "," "," "," "," "," "," "," "," "," "," "," "," "," "," "," "," "," "," "," "," "," "," "," "," "," "," "," "," "," "," "," "," "," "," "," "," "," "," "," "," "," "," "," "," "," "," "," "," "," "," "," "," "," "," "," "," "," "," "," "," "," "," "," "," ",null,{"$f":"IF($D178=\"Full\",'Failure Persistence Storage'!AB178,0)","v":0},{"$f":"IF($D178=\"Full\",'Failure Persistence Storage'!AE178,0)","v":0},{"$f":"IF($D178=\"Full\",'Failure Persistence Storage'!AF178,0)","v":0},{"$f":"IF($D178=\"Full\",'Failure Persistence Storage'!AI178,0)","v":0},{"$f":"IF($D178=\"Full\",'Failure Persistence Storage'!AJ178,0)","v":0},{"$f":"IF($D178=\"Full\",'Failure Persistence Storage'!AM178,0)","v":0},{"$f":"IF($D178=\"Full\",'Failure Persistence Storage'!AN178,0)","v":0},{"$f":"IF($D178=\"Full\",'Failure Persistence Storage'!AQ178,0)","v":0},{"$f":"IF($D178=\"Full\",'Failure Persistence Storage'!AR178,0)","v":0},{"$f":"IF($D178=\"Full\",'Failure Persistence Storage'!AU178,0)","v":0},{"$f":"IF($D178=\"Full\",'Failure Persistence Storage'!AV178,0)","v":0},{"$f":"IF($D178=\"Full\",'Failure Persistence Storage'!AY178,0)","v":0},{"$f":"IF($D178=\"Full\",'Failure Persistence Storage'!AZ178,0)","v":0},{"$f":"IF($D178=\"Full\",'Failure Persistence Storage'!BC178,0)","v":0},{"$f":"IF($D178=\"Full\",'Failure Persistence Storage'!BD178,0)","v":0},{"$f":"IF($D178=\"Full\",'Failure Persistence Storage'!BG178,0)","v":0},{"$f":"IF($D178=\"Full\",'Failure Persistence Storage'!BH178,0)","v":0},{"$f":"IF($D178=\"Full\",'Failure Persistence Storage'!BK178,0)","v":0},{"$f":"IF($D178=\"Full\",'Failure Persistence Storage'!BL178,0)","v":0},{"$f":"IF($D178=\"Full\",'Failure Persistence Storage'!BO178,0)","v":0},{"$f":"IF($D178=\"Full\",'Failure Persistence Storage'!BP178,0)","v":0},{"$f":"IF($D178=\"Full\",'Failure Persistence Storage'!BS178,0)","v":0},{"$f":"IF($D178=\"Full\",'Failure Persistence Storage'!BT178,0)","v":0},{"$f":"IF($D178=\"Full\",'Failure Persistence Storage'!BW178,0)","v":0},{"$f":"IF($D178=\"Full\",'Failure Persistence Storage'!BX178,0)","v":0},{"$f":"IF($D178=\"Full\",'Failure Persistence Storage'!CA178,0)","v":0},{"$f":"IF($D178=\"Full\",'Failure Persistence Storage'!CB178,0)","v":0},{"$f":"IF($D178=\"Full\",'Failure Persistence Storage'!CE178,0)","v":0},{"$f":"IF($D178=\"Full\",'Failure Persistence Storage'!CF178,0)","v":0},{"$f":"IF($D178=\"Full\",'Failure Persistence Storage'!CI178,0)","v":0},{"$f":"IF($D178=\"Full\",'Failure Persistence Storage'!CJ178,0)","v":0},{"$f":"IF($D178=\"Full\",'Failure Persistence Storage'!CM178,0)","v":0},{"$f":"IF($D178=\"Full\",'Failure Persistence Storage'!CN178,0)","v":0},{"$f":"IF($D178=\"Full\",'Failure Persistence Storage'!CQ178,0)","v":0},{"$f":"IF($D178=\"Full\",'Failure Persistence Storage'!CR178,0)","v":0},{"$f":"IF($D178=\"Full\",'Failure Persistence Storage'!CU178,0)","v":0},{"$f":"IF($D178=\"Full\",'Failure Persistence Storage'!CV178,0)","v":0},{"$f":"IF($D178=\"Full\",'Failure Persistence Storage'!CY178,0)","v":0},{"$f":"IF($D178=\"Full\",'Failure Persistence Storage'!CZ178,0)","v":0},{"$f":"IF($D178=\"Full\",'Failure Persistence Storage'!DC178,0)","v":0},{"$f":"IF($D178=\"Full\",'Failure Persistence Storage'!DD178,0)","v":0},{"$f":"IF($D178=\"Full\",'Failure Persistence Storage'!DG178,0)","v":0},{"$f":"IF($D178=\"Full\",'Failure Persistence Storage'!DH178,0)","v":0},{"$f":"IF($D178=\"Full\",'Failure Persistence Storage'!DK178,0)","v":0},{"$f":"IF($D178=\"Full\",'Failure Persistence Storage'!DL178,0)","v":0},{"$f":"IF($D178=\"Full\",'Failure Persistence Storage'!DO178,0)","v":0},{"$f":"IF($D178=\"Full\",'Failure Persistence Storage'!DP178,0)","v":0},{"$f":"IF($D178=\"Full\",'Failure Persistence Storage'!DS178,0)","v":0},{"$f":"IF($D178=\"Full\",'Failure Persistence Storage'!DT178,0)","v":0},{"$f":"IF($D178=\"Full\",'Failure Persistence Storage'!DW178,0)","v":0},{"$f":"IF($D178=\"Full\",'Failure Persistence Storage'!DX178,0)","v":0},{"$f":"IF($D178=\"Full\",'Failure Persistence Storage'!EA178,0)","v":0},{"$f":"IF($D178=\"Full\",'Failure Persistence Storage'!EB178,0)","v":0},{"$f":"IF($D178=\"Full\",'Failure Persistence Storage'!EE178,0)","v":0},{"$f":"IF($D178=\"Full\",'Failure Persistence Storage'!EF178,0)","v":0},{"$f":"IF($D178=\"Full\",'Failure Persistence Storage'!EI178,0)","v":0},{"$f":"IF($D178=\"Full\",'Failure Persistence Storage'!EJ178,0)","v":0},{"$f":"IF($D178=\"Full\",'Failure Persistence Storage'!EM178,0)","v":0},{"$f":"IF($D178=\"Full\",'Failure Persistence Storage'!EN178,0)","v":0},{"$f":"IF($D178=\"Full\",'Failure Persistence Storage'!EQ178,0)","v":0},{"$f":"IF($D178=\"Full\",'Failure Persistence Storage'!ER178,0)","v":0},{"$f":"IF($D178=\"Full\",'Failure Persistence Storage'!EU178,0)","v":0},{"$f":"IF($D178=\"Full\",'Failure Persistence Storage'!EV178,0)","v":0},{"$f":"IF($D178=\"Full\",'Failure Persistence Storage'!EY178,0)","v":0},{"$f":"IF($D178=\"Full\",'Failure Persistence Storage'!EZ178,0)","v":0},{"$f":"IF($D178=\"Full\",'Failure Persistence Storage'!FC178,0)","v":0},{"$f":"IF($D178=\"Full\",'Failure Persistence Storage'!FD178,0)","v":0},{"$f":"IF($D178=\"Full\",'Failure Persistence Storage'!FG178,0)","v":0},{"$f":"IF($D178=\"Full\",'Failure Persistence Storage'!FH178,0)","v":0},{"$f":"IF($D178=\"Full\",'Failure Persistence Storage'!FK178,0)","v":0},{"$f":"IF($D178=\"Full\",'Failure Persistence Storage'!FL178,0)","v":0},{"$f":"IF($D178=\"Full\",'Failure Persistence Storage'!FO178,0)","v":0},{"$f":"IF($D178=\"Full\",'Failure Persistence Storage'!FP178,0)","v":0},{"$f":"IF($D178=\"Full\",'Failure Persistence Storage'!FS178,0)","v":0},{"$f":"IF($D178=\"Full\",'Failure Persistence Storage'!FT178,0)","v":0},{"$f":"IF($D178=\"Full\",'Failure Persistence Storage'!FW178,0)","v":0},{"$f":"IF($D178=\"Full\",'Failure Persistence Storage'!FX178,0)","v":0},{"$f":"IF($D178=\"Full\",'Failure Persistence Storage'!GA178,0)","v":0},{"$f":"IF($D178=\"Full\",'Failure Persistence Storage'!GB178,0)","v":0},{"$f":"IF($D178=\"Full\",'Failure Persistence Storage'!GE178,0)","v":0},{"$f":"IF($D178=\"Full\",'Failure Persistence Storage'!GF178,0)","v":0},{"$f":"IF($D178=\"Full\",'Failure Persistence Storage'!GI178,0)","v":0},{"$f":"IF($D178=\"Full\",'Failure Persistence Storage'!GJ178,0)","v":0},{"$f":"IF($D178=\"Full\",'Failure Persistence Storage'!GM178,0)","v":0},{"$f":"IF($D178=\"Full\",'Failure Persistence Storage'!GN178,0)","v":0},{"$f":"IF($D178=\"Full\",'Failure Persistence Storage'!GQ178,0)","v":0},{"$f":"IF($D178=\"Full\",'Failure Persistence Storage'!GR178,0)","v":0},{"$f":"IF($D178=\"Full\",'Failure Persistence Storage'!GU178,0)","v":0},{"$f":"IF($D178=\"Full\",'Failure Persistence Storage'!GV178,0)","v":0},{"$f":"IF($D178=\"Full\",'Failure Persistence Storage'!GY178,0)","v":0},{"$f":"IF($D178=\"Full\",'Failure Persistence Storage'!GZ178,0)","v":0},{"$f":"IF($D178=\"Full\",'Failure Persistence Storage'!HC178,0)","v":0},{"$f":"IF($D178=\"Full\",'Failure Persistence Storage'!HD178,0)","v":0},{"$f":"IF($D178=\"Full\",'Failure Persistence Storage'!HG178,0)","v":0},{"$f":"IF($D178=\"Full\",'Failure Persistence Storage'!HH178,0)","v":0},{"$f":"IF($D178=\"Full\",'Failure Persistence Storage'!HK178,0)","v":0},{"$f":"IF($D178=\"Full\",'Failure Persistence Storage'!HL178,0)","v":0},{"$f":"IF($D178=\"Full\",'Failure Persistence Storage'!HO178,0)","v":0}]
[null,null,null,null,null,null,null,null,null,null,null,null,null,null,null,null,null,null,null,null,null,null,null,null,null,null,null," "," "," "," "," "," "," "," "," "," "," "," "," "," "," "," "," "," "," "," "," "," "," "," "," "," "," "," "," "," "," "," "," "," "," "," "," "," "," "," "," "," "," "," "," "," "," "," "," "," "," "," "," "," "," "," "," "," "," "," "," "," "," "," "," "," "," "," "," "," "," "," "," "," "," "," "," "," "," "," "," "," "," "," "," "," "," "," "," "," "," "," "," "," "," "," "," "," "," "," "," "," "," "," "," "," "," "," "," "," "," "," "," "," "," "," "," "," "," "," "," "," "," "," "," "," "," "," "," "," "," "," "," "," "," "," "," "," "," "," "," "," "," "," "," "," "," "," "," "," "," "," "," "," "," "," "," "," "," "," "," "," "," "," "," "," "," "," "," "," "," "," "," "," "," "," "," "," "," "," "," "," "," "," "," "," "," "," "," "," "," "," "," "," "," "," ",null,{"$f":"IF($D179=\"Full\",'Failure Persistence Storage'!AB179,0)","v":0},{"$f":"IF($D179=\"Full\",'Failure Persistence Storage'!AE179,0)","v":0},{"$f":"IF($D179=\"Full\",'Failure Persistence Storage'!AF179,0)","v":0},{"$f":"IF($D179=\"Full\",'Failure Persistence Storage'!AI179,0)","v":0},{"$f":"IF($D179=\"Full\",'Failure Persistence Storage'!AJ179,0)","v":0},{"$f":"IF($D179=\"Full\",'Failure Persistence Storage'!AM179,0)","v":0},{"$f":"IF($D179=\"Full\",'Failure Persistence Storage'!AN179,0)","v":0},{"$f":"IF($D179=\"Full\",'Failure Persistence Storage'!AQ179,0)","v":0},{"$f":"IF($D179=\"Full\",'Failure Persistence Storage'!AR179,0)","v":0},{"$f":"IF($D179=\"Full\",'Failure Persistence Storage'!AU179,0)","v":0},{"$f":"IF($D179=\"Full\",'Failure Persistence Storage'!AV179,0)","v":0},{"$f":"IF($D179=\"Full\",'Failure Persistence Storage'!AY179,0)","v":0},{"$f":"IF($D179=\"Full\",'Failure Persistence Storage'!AZ179,0)","v":0},{"$f":"IF($D179=\"Full\",'Failure Persistence Storage'!BC179,0)","v":0},{"$f":"IF($D179=\"Full\",'Failure Persistence Storage'!BD179,0)","v":0},{"$f":"IF($D179=\"Full\",'Failure Persistence Storage'!BG179,0)","v":0},{"$f":"IF($D179=\"Full\",'Failure Persistence Storage'!BH179,0)","v":0},{"$f":"IF($D179=\"Full\",'Failure Persistence Storage'!BK179,0)","v":0},{"$f":"IF($D179=\"Full\",'Failure Persistence Storage'!BL179,0)","v":0},{"$f":"IF($D179=\"Full\",'Failure Persistence Storage'!BO179,0)","v":0},{"$f":"IF($D179=\"Full\",'Failure Persistence Storage'!BP179,0)","v":0},{"$f":"IF($D179=\"Full\",'Failure Persistence Storage'!BS179,0)","v":0},{"$f":"IF($D179=\"Full\",'Failure Persistence Storage'!BT179,0)","v":0},{"$f":"IF($D179=\"Full\",'Failure Persistence Storage'!BW179,0)","v":0},{"$f":"IF($D179=\"Full\",'Failure Persistence Storage'!BX179,0)","v":0},{"$f":"IF($D179=\"Full\",'Failure Persistence Storage'!CA179,0)","v":0},{"$f":"IF($D179=\"Full\",'Failure Persistence Storage'!CB179,0)","v":0},{"$f":"IF($D179=\"Full\",'Failure Persistence Storage'!CE179,0)","v":0},{"$f":"IF($D179=\"Full\",'Failure Persistence Storage'!CF179,0)","v":0},{"$f":"IF($D179=\"Full\",'Failure Persistence Storage'!CI179,0)","v":0},{"$f":"IF($D179=\"Full\",'Failure Persistence Storage'!CJ179,0)","v":0},{"$f":"IF($D179=\"Full\",'Failure Persistence Storage'!CM179,0)","v":0},{"$f":"IF($D179=\"Full\",'Failure Persistence Storage'!CN179,0)","v":0},{"$f":"IF($D179=\"Full\",'Failure Persistence Storage'!CQ179,0)","v":0},{"$f":"IF($D179=\"Full\",'Failure Persistence Storage'!CR179,0)","v":0},{"$f":"IF($D179=\"Full\",'Failure Persistence Storage'!CU179,0)","v":0},{"$f":"IF($D179=\"Full\",'Failure Persistence Storage'!CV179,0)","v":0},{"$f":"IF($D179=\"Full\",'Failure Persistence Storage'!CY179,0)","v":0},{"$f":"IF($D179=\"Full\",'Failure Persistence Storage'!CZ179,0)","v":0},{"$f":"IF($D179=\"Full\",'Failure Persistence Storage'!DC179,0)","v":0},{"$f":"IF($D179=\"Full\",'Failure Persistence Storage'!DD179,0)","v":0},{"$f":"IF($D179=\"Full\",'Failure Persistence Storage'!DG179,0)","v":0},{"$f":"IF($D179=\"Full\",'Failure Persistence Storage'!DH179,0)","v":0},{"$f":"IF($D179=\"Full\",'Failure Persistence Storage'!DK179,0)","v":0},{"$f":"IF($D179=\"Full\",'Failure Persistence Storage'!DL179,0)","v":0},{"$f":"IF($D179=\"Full\",'Failure Persistence Storage'!DO179,0)","v":0},{"$f":"IF($D179=\"Full\",'Failure Persistence Storage'!DP179,0)","v":0},{"$f":"IF($D179=\"Full\",'Failure Persistence Storage'!DS179,0)","v":0},{"$f":"IF($D179=\"Full\",'Failure Persistence Storage'!DT179,0)","v":0},{"$f":"IF($D179=\"Full\",'Failure Persistence Storage'!DW179,0)","v":0},{"$f":"IF($D179=\"Full\",'Failure Persistence Storage'!DX179,0)","v":0},{"$f":"IF($D179=\"Full\",'Failure Persistence Storage'!EA179,0)","v":0},{"$f":"IF($D179=\"Full\",'Failure Persistence Storage'!EB179,0)","v":0},{"$f":"IF($D179=\"Full\",'Failure Persistence Storage'!EE179,0)","v":0},{"$f":"IF($D179=\"Full\",'Failure Persistence Storage'!EF179,0)","v":0},{"$f":"IF($D179=\"Full\",'Failure Persistence Storage'!EI179,0)","v":0},{"$f":"IF($D179=\"Full\",'Failure Persistence Storage'!EJ179,0)","v":0},{"$f":"IF($D179=\"Full\",'Failure Persistence Storage'!EM179,0)","v":0},{"$f":"IF($D179=\"Full\",'Failure Persistence Storage'!EN179,0)","v":0},{"$f":"IF($D179=\"Full\",'Failure Persistence Storage'!EQ179,0)","v":0},{"$f":"IF($D179=\"Full\",'Failure Persistence Storage'!ER179,0)","v":0},{"$f":"IF($D179=\"Full\",'Failure Persistence Storage'!EU179,0)","v":0},{"$f":"IF($D179=\"Full\",'Failure Persistence Storage'!EV179,0)","v":0},{"$f":"IF($D179=\"Full\",'Failure Persistence Storage'!EY179,0)","v":0},{"$f":"IF($D179=\"Full\",'Failure Persistence Storage'!EZ179,0)","v":0},{"$f":"IF($D179=\"Full\",'Failure Persistence Storage'!FC179,0)","v":0},{"$f":"IF($D179=\"Full\",'Failure Persistence Storage'!FD179,0)","v":0},{"$f":"IF($D179=\"Full\",'Failure Persistence Storage'!FG179,0)","v":0},{"$f":"IF($D179=\"Full\",'Failure Persistence Storage'!FH179,0)","v":0},{"$f":"IF($D179=\"Full\",'Failure Persistence Storage'!FK179,0)","v":0},{"$f":"IF($D179=\"Full\",'Failure Persistence Storage'!FL179,0)","v":0},{"$f":"IF($D179=\"Full\",'Failure Persistence Storage'!FO179,0)","v":0},{"$f":"IF($D179=\"Full\",'Failure Persistence Storage'!FP179,0)","v":0},{"$f":"IF($D179=\"Full\",'Failure Persistence Storage'!FS179,0)","v":0},{"$f":"IF($D179=\"Full\",'Failure Persistence Storage'!FT179,0)","v":0},{"$f":"IF($D179=\"Full\",'Failure Persistence Storage'!FW179,0)","v":0},{"$f":"IF($D179=\"Full\",'Failure Persistence Storage'!FX179,0)","v":0},{"$f":"IF($D179=\"Full\",'Failure Persistence Storage'!GA179,0)","v":0},{"$f":"IF($D179=\"Full\",'Failure Persistence Storage'!GB179,0)","v":0},{"$f":"IF($D179=\"Full\",'Failure Persistence Storage'!GE179,0)","v":0},{"$f":"IF($D179=\"Full\",'Failure Persistence Storage'!GF179,0)","v":0},{"$f":"IF($D179=\"Full\",'Failure Persistence Storage'!GI179,0)","v":0},{"$f":"IF($D179=\"Full\",'Failure Persistence Storage'!GJ179,0)","v":0},{"$f":"IF($D179=\"Full\",'Failure Persistence Storage'!GM179,0)","v":0},{"$f":"IF($D179=\"Full\",'Failure Persistence Storage'!GN179,0)","v":0},{"$f":"IF($D179=\"Full\",'Failure Persistence Storage'!GQ179,0)","v":0},{"$f":"IF($D179=\"Full\",'Failure Persistence Storage'!GR179,0)","v":0},{"$f":"IF($D179=\"Full\",'Failure Persistence Storage'!GU179,0)","v":0},{"$f":"IF($D179=\"Full\",'Failure Persistence Storage'!GV179,0)","v":0},{"$f":"IF($D179=\"Full\",'Failure Persistence Storage'!GY179,0)","v":0},{"$f":"IF($D179=\"Full\",'Failure Persistence Storage'!GZ179,0)","v":0},{"$f":"IF($D179=\"Full\",'Failure Persistence Storage'!HC179,0)","v":0},{"$f":"IF($D179=\"Full\",'Failure Persistence Storage'!HD179,0)","v":0},{"$f":"IF($D179=\"Full\",'Failure Persistence Storage'!HG179,0)","v":0},{"$f":"IF($D179=\"Full\",'Failure Persistence Storage'!HH179,0)","v":0},{"$f":"IF($D179=\"Full\",'Failure Persistence Storage'!HK179,0)","v":0},{"$f":"IF($D179=\"Full\",'Failure Persistence Storage'!HL179,0)","v":0},{"$f":"IF($D179=\"Full\",'Failure Persistence Storage'!HO179,0)","v":0}]
[null,null,null,null,null,null,null,null,null,null,null,null,null,null,null,null,null,null,null,null,null,null,null,null,null,null,null," "," "," "," "," "," "," "," "," "," "," "," "," "," "," "," "," "," "," "," "," "," "," "," "," "," "," "," "," "," "," "," "," "," "," "," "," "," "," "," "," "," "," "," "," "," "," "," "," "," "," "," "," "," "," "," "," "," "," "," "," "," "," "," "," "," "," "," "," "," "," "," "," "," "," "," "," "," "," "," "," "," "," "," "," "," "," "," "," "," "," "," "," "," "," "," "," "," "," "," "," "," "," "," "," "," "," "," "," "," "," "," "," "," "," "," "," "," "," "," "," "," "," "," "," "," "," "," "," "," "," "," "," "," "," "," "," "," "," "," "," "," "," "," "," "," "," "," "," "," "," "," "," "," "," "," "," "," "," "," "," "," "," "," "," "," "," "," "," "," "," "," "," "," "," "," "," "," "," "," "," "," "," "," "," "," "," "," "," "," "," "," "," "," "," "," ",null,{"$f":"IF($D183=\"Full\",'Failure Persistence Storage'!AB183,0)","v":0},{"$f":"IF($D183=\"Full\",'Failure Persistence Storage'!AE183,0)","v":0},{"$f":"IF($D183=\"Full\",'Failure Persistence Storage'!AF183,0)","v":0},{"$f":"IF($D183=\"Full\",'Failure Persistence Storage'!AI183,0)","v":0},{"$f":"IF($D183=\"Full\",'Failure Persistence Storage'!AJ183,0)","v":0},{"$f":"IF($D183=\"Full\",'Failure Persistence Storage'!AM183,0)","v":0},{"$f":"IF($D183=\"Full\",'Failure Persistence Storage'!AN183,0)","v":0},{"$f":"IF($D183=\"Full\",'Failure Persistence Storage'!AQ183,0)","v":0},{"$f":"IF($D183=\"Full\",'Failure Persistence Storage'!AR183,0)","v":0},{"$f":"IF($D183=\"Full\",'Failure Persistence Storage'!AU183,0)","v":0},{"$f":"IF($D183=\"Full\",'Failure Persistence Storage'!AV183,0)","v":0},{"$f":"IF($D183=\"Full\",'Failure Persistence Storage'!AY183,0)","v":0},{"$f":"IF($D183=\"Full\",'Failure Persistence Storage'!AZ183,0)","v":0},{"$f":"IF($D183=\"Full\",'Failure Persistence Storage'!BC183,0)","v":0},{"$f":"IF($D183=\"Full\",'Failure Persistence Storage'!BD183,0)","v":0},{"$f":"IF($D183=\"Full\",'Failure Persistence Storage'!BG183,0)","v":0},{"$f":"IF($D183=\"Full\",'Failure Persistence Storage'!BH183,0)","v":0},{"$f":"IF($D183=\"Full\",'Failure Persistence Storage'!BK183,0)","v":0},{"$f":"IF($D183=\"Full\",'Failure Persistence Storage'!BL183,0)","v":0},{"$f":"IF($D183=\"Full\",'Failure Persistence Storage'!BO183,0)","v":0},{"$f":"IF($D183=\"Full\",'Failure Persistence Storage'!BP183,0)","v":0},{"$f":"IF($D183=\"Full\",'Failure Persistence Storage'!BS183,0)","v":0},{"$f":"IF($D183=\"Full\",'Failure Persistence Storage'!BT183,0)","v":0},{"$f":"IF($D183=\"Full\",'Failure Persistence Storage'!BW183,0)","v":0},{"$f":"IF($D183=\"Full\",'Failure Persistence Storage'!BX183,0)","v":0},{"$f":"IF($D183=\"Full\",'Failure Persistence Storage'!CA183,0)","v":0},{"$f":"IF($D183=\"Full\",'Failure Persistence Storage'!CB183,0)","v":0},{"$f":"IF($D183=\"Full\",'Failure Persistence Storage'!CE183,0)","v":0},{"$f":"IF($D183=\"Full\",'Failure Persistence Storage'!CF183,0)","v":0},{"$f":"IF($D183=\"Full\",'Failure Persistence Storage'!CI183,0)","v":0},{"$f":"IF($D183=\"Full\",'Failure Persistence Storage'!CJ183,0)","v":0},{"$f":"IF($D183=\"Full\",'Failure Persistence Storage'!CM183,0)","v":0},{"$f":"IF($D183=\"Full\",'Failure Persistence Storage'!CN183,0)","v":0},{"$f":"IF($D183=\"Full\",'Failure Persistence Storage'!CQ183,0)","v":0},{"$f":"IF($D183=\"Full\",'Failure Persistence Storage'!CR183,0)","v":0},{"$f":"IF($D183=\"Full\",'Failure Persistence Storage'!CU183,0)","v":0},{"$f":"IF($D183=\"Full\",'Failure Persistence Storage'!CV183,0)","v":0},{"$f":"IF($D183=\"Full\",'Failure Persistence Storage'!CY183,0)","v":0},{"$f":"IF($D183=\"Full\",'Failure Persistence Storage'!CZ183,0)","v":0},{"$f":"IF($D183=\"Full\",'Failure Persistence Storage'!DC183,0)","v":0},{"$f":"IF($D183=\"Full\",'Failure Persistence Storage'!DD183,0)","v":0},{"$f":"IF($D183=\"Full\",'Failure Persistence Storage'!DG183,0)","v":0},{"$f":"IF($D183=\"Full\",'Failure Persistence Storage'!DH183,0)","v":0},{"$f":"IF($D183=\"Full\",'Failure Persistence Storage'!DK183,0)","v":0},{"$f":"IF($D183=\"Full\",'Failure Persistence Storage'!DL183,0)","v":0},{"$f":"IF($D183=\"Full\",'Failure Persistence Storage'!DO183,0)","v":0},{"$f":"IF($D183=\"Full\",'Failure Persistence Storage'!DP183,0)","v":0},{"$f":"IF($D183=\"Full\",'Failure Persistence Storage'!DS183,0)","v":0},{"$f":"IF($D183=\"Full\",'Failure Persistence Storage'!DT183,0)","v":0},{"$f":"IF($D183=\"Full\",'Failure Persistence Storage'!DW183,0)","v":0},{"$f":"IF($D183=\"Full\",'Failure Persistence Storage'!DX183,0)","v":0},{"$f":"IF($D183=\"Full\",'Failure Persistence Storage'!EA183,0)","v":0},{"$f":"IF($D183=\"Full\",'Failure Persistence Storage'!EB183,0)","v":0},{"$f":"IF($D183=\"Full\",'Failure Persistence Storage'!EE183,0)","v":0},{"$f":"IF($D183=\"Full\",'Failure Persistence Storage'!EF183,0)","v":0},{"$f":"IF($D183=\"Full\",'Failure Persistence Storage'!EI183,0)","v":0},{"$f":"IF($D183=\"Full\",'Failure Persistence Storage'!EJ183,0)","v":0},{"$f":"IF($D183=\"Full\",'Failure Persistence Storage'!EM183,0)","v":0},{"$f":"IF($D183=\"Full\",'Failure Persistence Storage'!EN183,0)","v":0},{"$f":"IF($D183=\"Full\",'Failure Persistence Storage'!EQ183,0)","v":0},{"$f":"IF($D183=\"Full\",'Failure Persistence Storage'!ER183,0)","v":0},{"$f":"IF($D183=\"Full\",'Failure Persistence Storage'!EU183,0)","v":0},{"$f":"IF($D183=\"Full\",'Failure Persistence Storage'!EV183,0)","v":0},{"$f":"IF($D183=\"Full\",'Failure Persistence Storage'!EY183,0)","v":0},{"$f":"IF($D183=\"Full\",'Failure Persistence Storage'!EZ183,0)","v":0},{"$f":"IF($D183=\"Full\",'Failure Persistence Storage'!FC183,0)","v":0},{"$f":"IF($D183=\"Full\",'Failure Persistence Storage'!FD183,0)","v":0},{"$f":"IF($D183=\"Full\",'Failure Persistence Storage'!FG183,0)","v":0},{"$f":"IF($D183=\"Full\",'Failure Persistence Storage'!FH183,0)","v":0},{"$f":"IF($D183=\"Full\",'Failure Persistence Storage'!FK183,0)","v":0},{"$f":"IF($D183=\"Full\",'Failure Persistence Storage'!FL183,0)","v":0},{"$f":"IF($D183=\"Full\",'Failure Persistence Storage'!FO183,0)","v":0},{"$f":"IF($D183=\"Full\",'Failure Persistence Storage'!FP183,0)","v":0},{"$f":"IF($D183=\"Full\",'Failure Persistence Storage'!FS183,0)","v":0},{"$f":"IF($D183=\"Full\",'Failure Persistence Storage'!FT183,0)","v":0},{"$f":"IF($D183=\"Full\",'Failure Persistence Storage'!FW183,0)","v":0},{"$f":"IF($D183=\"Full\",'Failure Persistence Storage'!FX183,0)","v":0},{"$f":"IF($D183=\"Full\",'Failure Persistence Storage'!GA183,0)","v":0},{"$f":"IF($D183=\"Full\",'Failure Persistence Storage'!GB183,0)","v":0},{"$f":"IF($D183=\"Full\",'Failure Persistence Storage'!GE183,0)","v":0},{"$f":"IF($D183=\"Full\",'Failure Persistence Storage'!GF183,0)","v":0},{"$f":"IF($D183=\"Full\",'Failure Persistence Storage'!GI183,0)","v":0},{"$f":"IF($D183=\"Full\",'Failure Persistence Storage'!GJ183,0)","v":0},{"$f":"IF($D183=\"Full\",'Failure Persistence Storage'!GM183,0)","v":0},{"$f":"IF($D183=\"Full\",'Failure Persistence Storage'!GN183,0)","v":0},{"$f":"IF($D183=\"Full\",'Failure Persistence Storage'!GQ183,0)","v":0},{"$f":"IF($D183=\"Full\",'Failure Persistence Storage'!GR183,0)","v":0},{"$f":"IF($D183=\"Full\",'Failure Persistence Storage'!GU183,0)","v":0},{"$f":"IF($D183=\"Full\",'Failure Persistence Storage'!GV183,0)","v":0},{"$f":"IF($D183=\"Full\",'Failure Persistence Storage'!GY183,0)","v":0},{"$f":"IF($D183=\"Full\",'Failure Persistence Storage'!GZ183,0)","v":0},{"$f":"IF($D183=\"Full\",'Failure Persistence Storage'!HC183,0)","v":0},{"$f":"IF($D183=\"Full\",'Failure Persistence Storage'!HD183,0)","v":0},{"$f":"IF($D183=\"Full\",'Failure Persistence Storage'!HG183,0)","v":0},{"$f":"IF($D183=\"Full\",'Failure Persistence Storage'!HH183,0)","v":0},{"$f":"IF($D183=\"Full\",'Failure Persistence Storage'!HK183,0)","v":0},{"$f":"IF($D183=\"Full\",'Failure Persistence Storage'!HL183,0)","v":0},{"$f":"IF($D183=\"Full\",'Failure Persistence Storage'!HO183,0)","v":0}]
[null,"Section ",null,null,null,null,null,null,null,null,null,null,null,null,null,null,null,null,null,null,null,null,null,null,null,null,null,null,null,null,null,null,null,null,null,null,null,null,null,null,null,null,null,null,null,null,null,null,null,null,null,null,null,null,null,null,null,null,null,null,null,null,null,null,null,null,null,null,null,null,null,null,null,null,null,null,null,null,null,null,null,null,null,null,null,null,null,null,null,null,null,null,null,null,null,null,null,null,null,null,null,null,null,null,null,null,null,null,null,null,null,null,null,null,null,null,null,null,null,null,null,null,null,null,null,null,null,null,null,null,null,null,null,null,null,null,null,null,null,null,null,null,null,null,null,null,null,null,null,null,null,null,null,null,null,null,null,null,null,null,null,null,null,null,null,null,null,null,null,null,null,null,null,null,null,null,null,null,null,null,null,null,null,null,null,null,null,null,null,null,null,null,null,null,null,null,null,null,null,null,null,null,null,null,null,null,null,null,null,null,null,null,null,null,null,null,null,null,null,null,null,null,null,null,{"$f":"IF($D187=\"Full\",'Failure Persistence Storage'!AB187,0)","v":0},{"$f":"IF($D187=\"Full\",'Failure Persistence Storage'!AE187,0)","v":0},{"$f":"IF($D187=\"Full\",'Failure Persistence Storage'!AF187,0)","v":0},{"$f":"IF($D187=\"Full\",'Failure Persistence Storage'!AI187,0)","v":0},{"$f":"IF($D187=\"Full\",'Failure Persistence Storage'!AJ187,0)","v":0},{"$f":"IF($D187=\"Full\",'Failure Persistence Storage'!AM187,0)","v":0},{"$f":"IF($D187=\"Full\",'Failure Persistence Storage'!AN187,0)","v":0},{"$f":"IF($D187=\"Full\",'Failure Persistence Storage'!AQ187,0)","v":0},{"$f":"IF($D187=\"Full\",'Failure Persistence Storage'!AR187,0)","v":0},{"$f":"IF($D187=\"Full\",'Failure Persistence Storage'!AU187,0)","v":0},{"$f":"IF($D187=\"Full\",'Failure Persistence Storage'!AV187,0)","v":0},{"$f":"IF($D187=\"Full\",'Failure Persistence Storage'!AY187,0)","v":0},{"$f":"IF($D187=\"Full\",'Failure Persistence Storage'!AZ187,0)","v":0},{"$f":"IF($D187=\"Full\",'Failure Persistence Storage'!BC187,0)","v":0},{"$f":"IF($D187=\"Full\",'Failure Persistence Storage'!BD187,0)","v":0},{"$f":"IF($D187=\"Full\",'Failure Persistence Storage'!BG187,0)","v":0},{"$f":"IF($D187=\"Full\",'Failure Persistence Storage'!BH187,0)","v":0},{"$f":"IF($D187=\"Full\",'Failure Persistence Storage'!BK187,0)","v":0},{"$f":"IF($D187=\"Full\",'Failure Persistence Storage'!BL187,0)","v":0},{"$f":"IF($D187=\"Full\",'Failure Persistence Storage'!BO187,0)","v":0},{"$f":"IF($D187=\"Full\",'Failure Persistence Storage'!BP187,0)","v":0},{"$f":"IF($D187=\"Full\",'Failure Persistence Storage'!BS187,0)","v":0},{"$f":"IF($D187=\"Full\",'Failure Persistence Storage'!BT187,0)","v":0},{"$f":"IF($D187=\"Full\",'Failure Persistence Storage'!BW187,0)","v":0},{"$f":"IF($D187=\"Full\",'Failure Persistence Storage'!BX187,0)","v":0},{"$f":"IF($D187=\"Full\",'Failure Persistence Storage'!CA187,0)","v":0},{"$f":"IF($D187=\"Full\",'Failure Persistence Storage'!CB187,0)","v":0},{"$f":"IF($D187=\"Full\",'Failure Persistence Storage'!CE187,0)","v":0},{"$f":"IF($D187=\"Full\",'Failure Persistence Storage'!CF187,0)","v":0},{"$f":"IF($D187=\"Full\",'Failure Persistence Storage'!CI187,0)","v":0},{"$f":"IF($D187=\"Full\",'Failure Persistence Storage'!CJ187,0)","v":0},{"$f":"IF($D187=\"Full\",'Failure Persistence Storage'!CM187,0)","v":0},{"$f":"IF($D187=\"Full\",'Failure Persistence Storage'!CN187,0)","v":0},{"$f":"IF($D187=\"Full\",'Failure Persistence Storage'!CQ187,0)","v":0},{"$f":"IF($D187=\"Full\",'Failure Persistence Storage'!CR187,0)","v":0},{"$f":"IF($D187=\"Full\",'Failure Persistence Storage'!CU187,0)","v":0},{"$f":"IF($D187=\"Full\",'Failure Persistence Storage'!CV187,0)","v":0},{"$f":"IF($D187=\"Full\",'Failure Persistence Storage'!CY187,0)","v":0},{"$f":"IF($D187=\"Full\",'Failure Persistence Storage'!CZ187,0)","v":0},{"$f":"IF($D187=\"Full\",'Failure Persistence Storage'!DC187,0)","v":0},{"$f":"IF($D187=\"Full\",'Failure Persistence Storage'!DD187,0)","v":0},{"$f":"IF($D187=\"Full\",'Failure Persistence Storage'!DG187,0)","v":0},{"$f":"IF($D187=\"Full\",'Failure Persistence Storage'!DH187,0)","v":0},{"$f":"IF($D187=\"Full\",'Failure Persistence Storage'!DK187,0)","v":0},{"$f":"IF($D187=\"Full\",'Failure Persistence Storage'!DL187,0)","v":0},{"$f":"IF($D187=\"Full\",'Failure Persistence Storage'!DO187,0)","v":0},{"$f":"IF($D187=\"Full\",'Failure Persistence Storage'!DP187,0)","v":0},{"$f":"IF($D187=\"Full\",'Failure Persistence Storage'!DS187,0)","v":0},{"$f":"IF($D187=\"Full\",'Failure Persistence Storage'!DT187,0)","v":0},{"$f":"IF($D187=\"Full\",'Failure Persistence Storage'!DW187,0)","v":0},{"$f":"IF($D187=\"Full\",'Failure Persistence Storage'!DX187,0)","v":0},{"$f":"IF($D187=\"Full\",'Failure Persistence Storage'!EA187,0)","v":0},{"$f":"IF($D187=\"Full\",'Failure Persistence Storage'!EB187,0)","v":0},{"$f":"IF($D187=\"Full\",'Failure Persistence Storage'!EE187,0)","v":0},{"$f":"IF($D187=\"Full\",'Failure Persistence Storage'!EF187,0)","v":0},{"$f":"IF($D187=\"Full\",'Failure Persistence Storage'!EI187,0)","v":0},{"$f":"IF($D187=\"Full\",'Failure Persistence Storage'!EJ187,0)","v":0},{"$f":"IF($D187=\"Full\",'Failure Persistence Storage'!EM187,0)","v":0},{"$f":"IF($D187=\"Full\",'Failure Persistence Storage'!EN187,0)","v":0},{"$f":"IF($D187=\"Full\",'Failure Persistence Storage'!EQ187,0)","v":0},{"$f":"IF($D187=\"Full\",'Failure Persistence Storage'!ER187,0)","v":0},{"$f":"IF($D187=\"Full\",'Failure Persistence Storage'!EU187,0)","v":0},{"$f":"IF($D187=\"Full\",'Failure Persistence Storage'!EV187,0)","v":0},{"$f":"IF($D187=\"Full\",'Failure Persistence Storage'!EY187,0)","v":0},{"$f":"IF($D187=\"Full\",'Failure Persistence Storage'!EZ187,0)","v":0},{"$f":"IF($D187=\"Full\",'Failure Persistence Storage'!FC187,0)","v":0},{"$f":"IF($D187=\"Full\",'Failure Persistence Storage'!FD187,0)","v":0},{"$f":"IF($D187=\"Full\",'Failure Persistence Storage'!FG187,0)","v":0},{"$f":"IF($D187=\"Full\",'Failure Persistence Storage'!FH187,0)","v":0},{"$f":"IF($D187=\"Full\",'Failure Persistence Storage'!FK187,0)","v":0},{"$f":"IF($D187=\"Full\",'Failure Persistence Storage'!FL187,0)","v":0},{"$f":"IF($D187=\"Full\",'Failure Persistence Storage'!FO187,0)","v":0},{"$f":"IF($D187=\"Full\",'Failure Persistence Storage'!FP187,0)","v":0},{"$f":"IF($D187=\"Full\",'Failure Persistence Storage'!FS187,0)","v":0},{"$f":"IF($D187=\"Full\",'Failure Persistence Storage'!FT187,0)","v":0},{"$f":"IF($D187=\"Full\",'Failure Persistence Storage'!FW187,0)","v":0},{"$f":"IF($D187=\"Full\",'Failure Persistence Storage'!FX187,0)","v":0},{"$f":"IF($D187=\"Full\",'Failure Persistence Storage'!GA187,0)","v":0},{"$f":"IF($D187=\"Full\",'Failure Persistence Storage'!GB187,0)","v":0},{"$f":"IF($D187=\"Full\",'Failure Persistence Storage'!GE187,0)","v":0},{"$f":"IF($D187=\"Full\",'Failure Persistence Storage'!GF187,0)","v":0},{"$f":"IF($D187=\"Full\",'Failure Persistence Storage'!GI187,0)","v":0},{"$f":"IF($D187=\"Full\",'Failure Persistence Storage'!GJ187,0)","v":0},{"$f":"IF($D187=\"Full\",'Failure Persistence Storage'!GM187,0)","v":0},{"$f":"IF($D187=\"Full\",'Failure Persistence Storage'!GN187,0)","v":0},{"$f":"IF($D187=\"Full\",'Failure Persistence Storage'!GQ187,0)","v":0},{"$f":"IF($D187=\"Full\",'Failure Persistence Storage'!GR187,0)","v":0},{"$f":"IF($D187=\"Full\",'Failure Persistence Storage'!GU187,0)","v":0},{"$f":"IF($D187=\"Full\",'Failure Persistence Storage'!GV187,0)","v":0},{"$f":"IF($D187=\"Full\",'Failure Persistence Storage'!GY187,0)","v":0},{"$f":"IF($D187=\"Full\",'Failure Persistence Storage'!GZ187,0)","v":0},{"$f":"IF($D187=\"Full\",'Failure Persistence Storage'!HC187,0)","v":0},{"$f":"IF($D187=\"Full\",'Failure Persistence Storage'!HD187,0)","v":0},{"$f":"IF($D187=\"Full\",'Failure Persistence Storage'!HG187,0)","v":0},{"$f":"IF($D187=\"Full\",'Failure Persistence Storage'!HH187,0)","v":0},{"$f":"IF($D187=\"Full\",'Failure Persistence Storage'!HK187,0)","v":0},{"$f":"IF($D187=\"Full\",'Failure Persistence Storage'!HL187,0)","v":0},{"$f":"IF($D187=\"Full\",'Failure Persistence Storage'!HO187,0)","v":0}]
[null,null,null,null,null,null,null,null,null,null,null,null,null,null,null,null,null,null,null,null,null,null,null,null,null,null,null," "," "," "," "," "," "," "," "," "," "," "," "," "," "," "," "," "," "," "," "," "," "," "," "," "," "," "," "," "," "," "," "," "," "," "," "," "," "," "," "," "," "," "," "," "," "," "," "," "," "," "," "," "," "," "," "," "," "," "," "," "," "," "," "," "," "," "," "," "," "," "," "," "," "," "," "," "," "," "," "," "," "," "," "," "," "," "," "," "," "," "," "," "," "," "," "," "," "," "," "," "," "," "," "," "," "," "," "," "," "," "," "," "," "," "," "," "," "," "," "," "," "," "," "," "," "," "," "," "," "," "," "," "," "," "," "," "," "," "," "," "," "," "," "," "," "," "," "," "," "," "," "," "," "," "," "," "," "," "," "," "," "," "," "," "," "," "," "," "," "," "," "," "," "," "," "," "," "," "," "," "," "," "," "," "," "," "," "," "," "," "," "," "," "," "," ",null,{"$f":"IF($D192=\"Full\",'Failure Persistence Storage'!AB192,0)","v":0},{"$f":"IF($D192=\"Full\",'Failure Persistence Storage'!AE192,0)","v":0},{"$f":"IF($D192=\"Full\",'Failure Persistence Storage'!AF192,0)","v":0},{"$f":"IF($D192=\"Full\",'Failure Persistence Storage'!AI192,0)","v":0},{"$f":"IF($D192=\"Full\",'Failure Persistence Storage'!AJ192,0)","v":0},{"$f":"IF($D192=\"Full\",'Failure Persistence Storage'!AM192,0)","v":0},{"$f":"IF($D192=\"Full\",'Failure Persistence Storage'!AN192,0)","v":0},{"$f":"IF($D192=\"Full\",'Failure Persistence Storage'!AQ192,0)","v":0},{"$f":"IF($D192=\"Full\",'Failure Persistence Storage'!AR192,0)","v":0},{"$f":"IF($D192=\"Full\",'Failure Persistence Storage'!AU192,0)","v":0},{"$f":"IF($D192=\"Full\",'Failure Persistence Storage'!AV192,0)","v":0},{"$f":"IF($D192=\"Full\",'Failure Persistence Storage'!AY192,0)","v":0},{"$f":"IF($D192=\"Full\",'Failure Persistence Storage'!AZ192,0)","v":0},{"$f":"IF($D192=\"Full\",'Failure Persistence Storage'!BC192,0)","v":0},{"$f":"IF($D192=\"Full\",'Failure Persistence Storage'!BD192,0)","v":0},{"$f":"IF($D192=\"Full\",'Failure Persistence Storage'!BG192,0)","v":0},{"$f":"IF($D192=\"Full\",'Failure Persistence Storage'!BH192,0)","v":0},{"$f":"IF($D192=\"Full\",'Failure Persistence Storage'!BK192,0)","v":0},{"$f":"IF($D192=\"Full\",'Failure Persistence Storage'!BL192,0)","v":0},{"$f":"IF($D192=\"Full\",'Failure Persistence Storage'!BO192,0)","v":0},{"$f":"IF($D192=\"Full\",'Failure Persistence Storage'!BP192,0)","v":0},{"$f":"IF($D192=\"Full\",'Failure Persistence Storage'!BS192,0)","v":0},{"$f":"IF($D192=\"Full\",'Failure Persistence Storage'!BT192,0)","v":0},{"$f":"IF($D192=\"Full\",'Failure Persistence Storage'!BW192,0)","v":0},{"$f":"IF($D192=\"Full\",'Failure Persistence Storage'!BX192,0)","v":0},{"$f":"IF($D192=\"Full\",'Failure Persistence Storage'!CA192,0)","v":0},{"$f":"IF($D192=\"Full\",'Failure Persistence Storage'!CB192,0)","v":0},{"$f":"IF($D192=\"Full\",'Failure Persistence Storage'!CE192,0)","v":0},{"$f":"IF($D192=\"Full\",'Failure Persistence Storage'!CF192,0)","v":0},{"$f":"IF($D192=\"Full\",'Failure Persistence Storage'!CI192,0)","v":0},{"$f":"IF($D192=\"Full\",'Failure Persistence Storage'!CJ192,0)","v":0},{"$f":"IF($D192=\"Full\",'Failure Persistence Storage'!CM192,0)","v":0},{"$f":"IF($D192=\"Full\",'Failure Persistence Storage'!CN192,0)","v":0},{"$f":"IF($D192=\"Full\",'Failure Persistence Storage'!CQ192,0)","v":0},{"$f":"IF($D192=\"Full\",'Failure Persistence Storage'!CR192,0)","v":0},{"$f":"IF($D192=\"Full\",'Failure Persistence Storage'!CU192,0)","v":0},{"$f":"IF($D192=\"Full\",'Failure Persistence Storage'!CV192,0)","v":0},{"$f":"IF($D192=\"Full\",'Failure Persistence Storage'!CY192,0)","v":0},{"$f":"IF($D192=\"Full\",'Failure Persistence Storage'!CZ192,0)","v":0},{"$f":"IF($D192=\"Full\",'Failure Persistence Storage'!DC192,0)","v":0},{"$f":"IF($D192=\"Full\",'Failure Persistence Storage'!DD192,0)","v":0},{"$f":"IF($D192=\"Full\",'Failure Persistence Storage'!DG192,0)","v":0},{"$f":"IF($D192=\"Full\",'Failure Persistence Storage'!DH192,0)","v":0},{"$f":"IF($D192=\"Full\",'Failure Persistence Storage'!DK192,0)","v":0},{"$f":"IF($D192=\"Full\",'Failure Persistence Storage'!DL192,0)","v":0},{"$f":"IF($D192=\"Full\",'Failure Persistence Storage'!DO192,0)","v":0},{"$f":"IF($D192=\"Full\",'Failure Persistence Storage'!DP192,0)","v":0},{"$f":"IF($D192=\"Full\",'Failure Persistence Storage'!DS192,0)","v":0},{"$f":"IF($D192=\"Full\",'Failure Persistence Storage'!DT192,0)","v":0},{"$f":"IF($D192=\"Full\",'Failure Persistence Storage'!DW192,0)","v":0},{"$f":"IF($D192=\"Full\",'Failure Persistence Storage'!DX192,0)","v":0},{"$f":"IF($D192=\"Full\",'Failure Persistence Storage'!EA192,0)","v":0},{"$f":"IF($D192=\"Full\",'Failure Persistence Storage'!EB192,0)","v":0},{"$f":"IF($D192=\"Full\",'Failure Persistence Storage'!EE192,0)","v":0},{"$f":"IF($D192=\"Full\",'Failure Persistence Storage'!EF192,0)","v":0},{"$f":"IF($D192=\"Full\",'Failure Persistence Storage'!EI192,0)","v":0},{"$f":"IF($D192=\"Full\",'Failure Persistence Storage'!EJ192,0)","v":0},{"$f":"IF($D192=\"Full\",'Failure Persistence Storage'!EM192,0)","v":0},{"$f":"IF($D192=\"Full\",'Failure Persistence Storage'!EN192,0)","v":0},{"$f":"IF($D192=\"Full\",'Failure Persistence Storage'!EQ192,0)","v":0},{"$f":"IF($D192=\"Full\",'Failure Persistence Storage'!ER192,0)","v":0},{"$f":"IF($D192=\"Full\",'Failure Persistence Storage'!EU192,0)","v":0},{"$f":"IF($D192=\"Full\",'Failure Persistence Storage'!EV192,0)","v":0},{"$f":"IF($D192=\"Full\",'Failure Persistence Storage'!EY192,0)","v":0},{"$f":"IF($D192=\"Full\",'Failure Persistence Storage'!EZ192,0)","v":0},{"$f":"IF($D192=\"Full\",'Failure Persistence Storage'!FC192,0)","v":0},{"$f":"IF($D192=\"Full\",'Failure Persistence Storage'!FD192,0)","v":0},{"$f":"IF($D192=\"Full\",'Failure Persistence Storage'!FG192,0)","v":0},{"$f":"IF($D192=\"Full\",'Failure Persistence Storage'!FH192,0)","v":0},{"$f":"IF($D192=\"Full\",'Failure Persistence Storage'!FK192,0)","v":0},{"$f":"IF($D192=\"Full\",'Failure Persistence Storage'!FL192,0)","v":0},{"$f":"IF($D192=\"Full\",'Failure Persistence Storage'!FO192,0)","v":0},{"$f":"IF($D192=\"Full\",'Failure Persistence Storage'!FP192,0)","v":0},{"$f":"IF($D192=\"Full\",'Failure Persistence Storage'!FS192,0)","v":0},{"$f":"IF($D192=\"Full\",'Failure Persistence Storage'!FT192,0)","v":0},{"$f":"IF($D192=\"Full\",'Failure Persistence Storage'!FW192,0)","v":0},{"$f":"IF($D192=\"Full\",'Failure Persistence Storage'!FX192,0)","v":0},{"$f":"IF($D192=\"Full\",'Failure Persistence Storage'!GA192,0)","v":0},{"$f":"IF($D192=\"Full\",'Failure Persistence Storage'!GB192,0)","v":0},{"$f":"IF($D192=\"Full\",'Failure Persistence Storage'!GE192,0)","v":0},{"$f":"IF($D192=\"Full\",'Failure Persistence Storage'!GF192,0)","v":0},{"$f":"IF($D192=\"Full\",'Failure Persistence Storage'!GI192,0)","v":0},{"$f":"IF($D192=\"Full\",'Failure Persistence Storage'!GJ192,0)","v":0},{"$f":"IF($D192=\"Full\",'Failure Persistence Storage'!GM192,0)","v":0},{"$f":"IF($D192=\"Full\",'Failure Persistence Storage'!GN192,0)","v":0},{"$f":"IF($D192=\"Full\",'Failure Persistence Storage'!GQ192,0)","v":0},{"$f":"IF($D192=\"Full\",'Failure Persistence Storage'!GR192,0)","v":0},{"$f":"IF($D192=\"Full\",'Failure Persistence Storage'!GU192,0)","v":0},{"$f":"IF($D192=\"Full\",'Failure Persistence Storage'!GV192,0)","v":0},{"$f":"IF($D192=\"Full\",'Failure Persistence Storage'!GY192,0)","v":0},{"$f":"IF($D192=\"Full\",'Failure Persistence Storage'!GZ192,0)","v":0},{"$f":"IF($D192=\"Full\",'Failure Persistence Storage'!HC192,0)","v":0},{"$f":"IF($D192=\"Full\",'Failure Persistence Storage'!HD192,0)","v":0},{"$f":"IF($D192=\"Full\",'Failure Persistence Storage'!HG192,0)","v":0},{"$f":"IF($D192=\"Full\",'Failure Persistence Storage'!HH192,0)","v":0},{"$f":"IF($D192=\"Full\",'Failure Persistence Storage'!HK192,0)","v":0},{"$f":"IF($D192=\"Full\",'Failure Persistence Storage'!HL192,0)","v":0},{"$f":"IF($D192=\"Full\",'Failure Persistence Storage'!HO192,0)","v":0}]
[null,null,null,null,null,null,null,null,null,null,null,null,null,null,null,null,null,null,null,null,null,null,null,null,null,null,null," "," "," "," "," "," "," "," "," "," "," "," "," "," "," "," "," "," "," "," "," "," "," "," "," "," "," "," "," "," "," "," "," "," "," "," "," "," "," "," "," "," "," "," "," "," "," "," "," "," "," "," "," "," "," "," "," "," "," "," "," "," "," "," "," "," "," "," "," "," "," "," "," "," "," "," "," "," "," "," "," "," "," "," "," "," "," "," "," "," "," "," "," "," "," "," "," "," "," "," "," "," "," "," "," "," "," "," "," "," "," "," "," "," "," "," "," "," "," "," "," "," "," "," "," "," "," "," "," "," "," "," "," "," "," "," "," "," "," "," "," "," "," "," "," "," "," "," "," "," "," "," "," "," "," "," "," "," "," "," "," "," "," "," "," "," "," "," "," "," "," "," "," "," "," "," "," "," "," "," "," "," "," "," "," "," "," "," "," "," "," "," "," "," "," "," ",null,{"$f":"IF($D195=\"Full\",'Failure Persistence Storage'!AB195,0)","v":0},{"$f":"IF($D195=\"Full\",'Failure Persistence Storage'!AE195,0)","v":0},{"$f":"IF($D195=\"Full\",'Failure Persistence Storage'!AF195,0)","v":0},{"$f":"IF($D195=\"Full\",'Failure Persistence Storage'!AI195,0)","v":0},{"$f":"IF($D195=\"Full\",'Failure Persistence Storage'!AJ195,0)","v":0},{"$f":"IF($D195=\"Full\",'Failure Persistence Storage'!AM195,0)","v":0},{"$f":"IF($D195=\"Full\",'Failure Persistence Storage'!AN195,0)","v":0},{"$f":"IF($D195=\"Full\",'Failure Persistence Storage'!AQ195,0)","v":0},{"$f":"IF($D195=\"Full\",'Failure Persistence Storage'!AR195,0)","v":0},{"$f":"IF($D195=\"Full\",'Failure Persistence Storage'!AU195,0)","v":0},{"$f":"IF($D195=\"Full\",'Failure Persistence Storage'!AV195,0)","v":0},{"$f":"IF($D195=\"Full\",'Failure Persistence Storage'!AY195,0)","v":0},{"$f":"IF($D195=\"Full\",'Failure Persistence Storage'!AZ195,0)","v":0},{"$f":"IF($D195=\"Full\",'Failure Persistence Storage'!BC195,0)","v":0},{"$f":"IF($D195=\"Full\",'Failure Persistence Storage'!BD195,0)","v":0},{"$f":"IF($D195=\"Full\",'Failure Persistence Storage'!BG195,0)","v":0},{"$f":"IF($D195=\"Full\",'Failure Persistence Storage'!BH195,0)","v":0},{"$f":"IF($D195=\"Full\",'Failure Persistence Storage'!BK195,0)","v":0},{"$f":"IF($D195=\"Full\",'Failure Persistence Storage'!BL195,0)","v":0},{"$f":"IF($D195=\"Full\",'Failure Persistence Storage'!BO195,0)","v":0},{"$f":"IF($D195=\"Full\",'Failure Persistence Storage'!BP195,0)","v":0},{"$f":"IF($D195=\"Full\",'Failure Persistence Storage'!BS195,0)","v":0},{"$f":"IF($D195=\"Full\",'Failure Persistence Storage'!BT195,0)","v":0},{"$f":"IF($D195=\"Full\",'Failure Persistence Storage'!BW195,0)","v":0},{"$f":"IF($D195=\"Full\",'Failure Persistence Storage'!BX195,0)","v":0},{"$f":"IF($D195=\"Full\",'Failure Persistence Storage'!CA195,0)","v":0},{"$f":"IF($D195=\"Full\",'Failure Persistence Storage'!CB195,0)","v":0},{"$f":"IF($D195=\"Full\",'Failure Persistence Storage'!CE195,0)","v":0},{"$f":"IF($D195=\"Full\",'Failure Persistence Storage'!CF195,0)","v":0},{"$f":"IF($D195=\"Full\",'Failure Persistence Storage'!CI195,0)","v":0},{"$f":"IF($D195=\"Full\",'Failure Persistence Storage'!CJ195,0)","v":0},{"$f":"IF($D195=\"Full\",'Failure Persistence Storage'!CM195,0)","v":0},{"$f":"IF($D195=\"Full\",'Failure Persistence Storage'!CN195,0)","v":0},{"$f":"IF($D195=\"Full\",'Failure Persistence Storage'!CQ195,0)","v":0},{"$f":"IF($D195=\"Full\",'Failure Persistence Storage'!CR195,0)","v":0},{"$f":"IF($D195=\"Full\",'Failure Persistence Storage'!CU195,0)","v":0},{"$f":"IF($D195=\"Full\",'Failure Persistence Storage'!CV195,0)","v":0},{"$f":"IF($D195=\"Full\",'Failure Persistence Storage'!CY195,0)","v":0},{"$f":"IF($D195=\"Full\",'Failure Persistence Storage'!CZ195,0)","v":0},{"$f":"IF($D195=\"Full\",'Failure Persistence Storage'!DC195,0)","v":0},{"$f":"IF($D195=\"Full\",'Failure Persistence Storage'!DD195,0)","v":0},{"$f":"IF($D195=\"Full\",'Failure Persistence Storage'!DG195,0)","v":0},{"$f":"IF($D195=\"Full\",'Failure Persistence Storage'!DH195,0)","v":0},{"$f":"IF($D195=\"Full\",'Failure Persistence Storage'!DK195,0)","v":0},{"$f":"IF($D195=\"Full\",'Failure Persistence Storage'!DL195,0)","v":0},{"$f":"IF($D195=\"Full\",'Failure Persistence Storage'!DO195,0)","v":0},{"$f":"IF($D195=\"Full\",'Failure Persistence Storage'!DP195,0)","v":0},{"$f":"IF($D195=\"Full\",'Failure Persistence Storage'!DS195,0)","v":0},{"$f":"IF($D195=\"Full\",'Failure Persistence Storage'!DT195,0)","v":0},{"$f":"IF($D195=\"Full\",'Failure Persistence Storage'!DW195,0)","v":0},{"$f":"IF($D195=\"Full\",'Failure Persistence Storage'!DX195,0)","v":0},{"$f":"IF($D195=\"Full\",'Failure Persistence Storage'!EA195,0)","v":0},{"$f":"IF($D195=\"Full\",'Failure Persistence Storage'!EB195,0)","v":0},{"$f":"IF($D195=\"Full\",'Failure Persistence Storage'!EE195,0)","v":0},{"$f":"IF($D195=\"Full\",'Failure Persistence Storage'!EF195,0)","v":0},{"$f":"IF($D195=\"Full\",'Failure Persistence Storage'!EI195,0)","v":0},{"$f":"IF($D195=\"Full\",'Failure Persistence Storage'!EJ195,0)","v":0},{"$f":"IF($D195=\"Full\",'Failure Persistence Storage'!EM195,0)","v":0},{"$f":"IF($D195=\"Full\",'Failure Persistence Storage'!EN195,0)","v":0},{"$f":"IF($D195=\"Full\",'Failure Persistence Storage'!EQ195,0)","v":0},{"$f":"IF($D195=\"Full\",'Failure Persistence Storage'!ER195,0)","v":0},{"$f":"IF($D195=\"Full\",'Failure Persistence Storage'!EU195,0)","v":0},{"$f":"IF($D195=\"Full\",'Failure Persistence Storage'!EV195,0)","v":0},{"$f":"IF($D195=\"Full\",'Failure Persistence Storage'!EY195,0)","v":0},{"$f":"IF($D195=\"Full\",'Failure Persistence Storage'!EZ195,0)","v":0},{"$f":"IF($D195=\"Full\",'Failure Persistence Storage'!FC195,0)","v":0},{"$f":"IF($D195=\"Full\",'Failure Persistence Storage'!FD195,0)","v":0},{"$f":"IF($D195=\"Full\",'Failure Persistence Storage'!FG195,0)","v":0},{"$f":"IF($D195=\"Full\",'Failure Persistence Storage'!FH195,0)","v":0},{"$f":"IF($D195=\"Full\",'Failure Persistence Storage'!FK195,0)","v":0},{"$f":"IF($D195=\"Full\",'Failure Persistence Storage'!FL195,0)","v":0},{"$f":"IF($D195=\"Full\",'Failure Persistence Storage'!FO195,0)","v":0},{"$f":"IF($D195=\"Full\",'Failure Persistence Storage'!FP195,0)","v":0},{"$f":"IF($D195=\"Full\",'Failure Persistence Storage'!FS195,0)","v":0},{"$f":"IF($D195=\"Full\",'Failure Persistence Storage'!FT195,0)","v":0},{"$f":"IF($D195=\"Full\",'Failure Persistence Storage'!FW195,0)","v":0},{"$f":"IF($D195=\"Full\",'Failure Persistence Storage'!FX195,0)","v":0},{"$f":"IF($D195=\"Full\",'Failure Persistence Storage'!GA195,0)","v":0},{"$f":"IF($D195=\"Full\",'Failure Persistence Storage'!GB195,0)","v":0},{"$f":"IF($D195=\"Full\",'Failure Persistence Storage'!GE195,0)","v":0},{"$f":"IF($D195=\"Full\",'Failure Persistence Storage'!GF195,0)","v":0},{"$f":"IF($D195=\"Full\",'Failure Persistence Storage'!GI195,0)","v":0},{"$f":"IF($D195=\"Full\",'Failure Persistence Storage'!GJ195,0)","v":0},{"$f":"IF($D195=\"Full\",'Failure Persistence Storage'!GM195,0)","v":0},{"$f":"IF($D195=\"Full\",'Failure Persistence Storage'!GN195,0)","v":0},{"$f":"IF($D195=\"Full\",'Failure Persistence Storage'!GQ195,0)","v":0},{"$f":"IF($D195=\"Full\",'Failure Persistence Storage'!GR195,0)","v":0},{"$f":"IF($D195=\"Full\",'Failure Persistence Storage'!GU195,0)","v":0},{"$f":"IF($D195=\"Full\",'Failure Persistence Storage'!GV195,0)","v":0},{"$f":"IF($D195=\"Full\",'Failure Persistence Storage'!GY195,0)","v":0},{"$f":"IF($D195=\"Full\",'Failure Persistence Storage'!GZ195,0)","v":0},{"$f":"IF($D195=\"Full\",'Failure Persistence Storage'!HC195,0)","v":0},{"$f":"IF($D195=\"Full\",'Failure Persistence Storage'!HD195,0)","v":0},{"$f":"IF($D195=\"Full\",'Failure Persistence Storage'!HG195,0)","v":0},{"$f":"IF($D195=\"Full\",'Failure Persistence Storage'!HH195,0)","v":0},{"$f":"IF($D195=\"Full\",'Failure Persistence Storage'!HK195,0)","v":0},{"$f":"IF($D195=\"Full\",'Failure Persistence Storage'!HL195,0)","v":0},{"$f":"IF($D195=\"Full\",'Failure Persistence Storage'!HO195,0)","v":0}]
[null,null,null,null,null,null,null,null,null,null,null,null,null,null,null,null,null,null,null,null,null,null,null,null,null,null,null," "," "," "," "," "," "," "," "," "," "," "," "," "," "," "," "," "," "," "," "," "," "," "," "," "," "," "," "," "," "," "," "," "," "," "," "," "," "," "," "," "," "," "," "," "," "," "," "," "," "," "," "," "," "," "," "," "," "," "," "," "," "," "," "," "," "," "," "," "," "," "," "," "," "," "," "," "," "," "," "," "," "," "," "," "," "," "," "," "," "," "," "," "," "," "," "," "," "," "," "," "," "," "," "," "," "," "," "," "," "," "," "," "," "," "," "," "," "," "," "," "," "," "," "," "," "," "," "," "," "," "," "," "," "," "," "," "," "," "," "," "," "," "," "," "," "," "," "," "," "," "," "," "," "," "," "," "," "," "," "," "," "," "," "," "," "," "," "," "," "," "," "," "," "," "," "," "," "," "," "," "," "," "," "," "," "," "," "," "," "," "," "," "," "," "," ",null,{"$f":"IF($D197=\"Full\",'Failure Persistence Storage'!AB197,0)","v":0},{"$f":"IF($D197=\"Full\",'Failure Persistence Storage'!AE197,0)","v":0},{"$f":"IF($D197=\"Full\",'Failure Persistence Storage'!AF197,0)","v":0},{"$f":"IF($D197=\"Full\",'Failure Persistence Storage'!AI197,0)","v":0},{"$f":"IF($D197=\"Full\",'Failure Persistence Storage'!AJ197,0)","v":0},{"$f":"IF($D197=\"Full\",'Failure Persistence Storage'!AM197,0)","v":0},{"$f":"IF($D197=\"Full\",'Failure Persistence Storage'!AN197,0)","v":0},{"$f":"IF($D197=\"Full\",'Failure Persistence Storage'!AQ197,0)","v":0},{"$f":"IF($D197=\"Full\",'Failure Persistence Storage'!AR197,0)","v":0},{"$f":"IF($D197=\"Full\",'Failure Persistence Storage'!AU197,0)","v":0},{"$f":"IF($D197=\"Full\",'Failure Persistence Storage'!AV197,0)","v":0},{"$f":"IF($D197=\"Full\",'Failure Persistence Storage'!AY197,0)","v":0},{"$f":"IF($D197=\"Full\",'Failure Persistence Storage'!AZ197,0)","v":0},{"$f":"IF($D197=\"Full\",'Failure Persistence Storage'!BC197,0)","v":0},{"$f":"IF($D197=\"Full\",'Failure Persistence Storage'!BD197,0)","v":0},{"$f":"IF($D197=\"Full\",'Failure Persistence Storage'!BG197,0)","v":0},{"$f":"IF($D197=\"Full\",'Failure Persistence Storage'!BH197,0)","v":0},{"$f":"IF($D197=\"Full\",'Failure Persistence Storage'!BK197,0)","v":0},{"$f":"IF($D197=\"Full\",'Failure Persistence Storage'!BL197,0)","v":0},{"$f":"IF($D197=\"Full\",'Failure Persistence Storage'!BO197,0)","v":0},{"$f":"IF($D197=\"Full\",'Failure Persistence Storage'!BP197,0)","v":0},{"$f":"IF($D197=\"Full\",'Failure Persistence Storage'!BS197,0)","v":0},{"$f":"IF($D197=\"Full\",'Failure Persistence Storage'!BT197,0)","v":0},{"$f":"IF($D197=\"Full\",'Failure Persistence Storage'!BW197,0)","v":0},{"$f":"IF($D197=\"Full\",'Failure Persistence Storage'!BX197,0)","v":0},{"$f":"IF($D197=\"Full\",'Failure Persistence Storage'!CA197,0)","v":0},{"$f":"IF($D197=\"Full\",'Failure Persistence Storage'!CB197,0)","v":0},{"$f":"IF($D197=\"Full\",'Failure Persistence Storage'!CE197,0)","v":0},{"$f":"IF($D197=\"Full\",'Failure Persistence Storage'!CF197,0)","v":0},{"$f":"IF($D197=\"Full\",'Failure Persistence Storage'!CI197,0)","v":0},{"$f":"IF($D197=\"Full\",'Failure Persistence Storage'!CJ197,0)","v":0},{"$f":"IF($D197=\"Full\",'Failure Persistence Storage'!CM197,0)","v":0},{"$f":"IF($D197=\"Full\",'Failure Persistence Storage'!CN197,0)","v":0},{"$f":"IF($D197=\"Full\",'Failure Persistence Storage'!CQ197,0)","v":0},{"$f":"IF($D197=\"Full\",'Failure Persistence Storage'!CR197,0)","v":0},{"$f":"IF($D197=\"Full\",'Failure Persistence Storage'!CU197,0)","v":0},{"$f":"IF($D197=\"Full\",'Failure Persistence Storage'!CV197,0)","v":0},{"$f":"IF($D197=\"Full\",'Failure Persistence Storage'!CY197,0)","v":0},{"$f":"IF($D197=\"Full\",'Failure Persistence Storage'!CZ197,0)","v":0},{"$f":"IF($D197=\"Full\",'Failure Persistence Storage'!DC197,0)","v":0},{"$f":"IF($D197=\"Full\",'Failure Persistence Storage'!DD197,0)","v":0},{"$f":"IF($D197=\"Full\",'Failure Persistence Storage'!DG197,0)","v":0},{"$f":"IF($D197=\"Full\",'Failure Persistence Storage'!DH197,0)","v":0},{"$f":"IF($D197=\"Full\",'Failure Persistence Storage'!DK197,0)","v":0},{"$f":"IF($D197=\"Full\",'Failure Persistence Storage'!DL197,0)","v":0},{"$f":"IF($D197=\"Full\",'Failure Persistence Storage'!DO197,0)","v":0},{"$f":"IF($D197=\"Full\",'Failure Persistence Storage'!DP197,0)","v":0},{"$f":"IF($D197=\"Full\",'Failure Persistence Storage'!DS197,0)","v":0},{"$f":"IF($D197=\"Full\",'Failure Persistence Storage'!DT197,0)","v":0},{"$f":"IF($D197=\"Full\",'Failure Persistence Storage'!DW197,0)","v":0},{"$f":"IF($D197=\"Full\",'Failure Persistence Storage'!DX197,0)","v":0},{"$f":"IF($D197=\"Full\",'Failure Persistence Storage'!EA197,0)","v":0},{"$f":"IF($D197=\"Full\",'Failure Persistence Storage'!EB197,0)","v":0},{"$f":"IF($D197=\"Full\",'Failure Persistence Storage'!EE197,0)","v":0},{"$f":"IF($D197=\"Full\",'Failure Persistence Storage'!EF197,0)","v":0},{"$f":"IF($D197=\"Full\",'Failure Persistence Storage'!EI197,0)","v":0},{"$f":"IF($D197=\"Full\",'Failure Persistence Storage'!EJ197,0)","v":0},{"$f":"IF($D197=\"Full\",'Failure Persistence Storage'!EM197,0)","v":0},{"$f":"IF($D197=\"Full\",'Failure Persistence Storage'!EN197,0)","v":0},{"$f":"IF($D197=\"Full\",'Failure Persistence Storage'!EQ197,0)","v":0},{"$f":"IF($D197=\"Full\",'Failure Persistence Storage'!ER197,0)","v":0},{"$f":"IF($D197=\"Full\",'Failure Persistence Storage'!EU197,0)","v":0},{"$f":"IF($D197=\"Full\",'Failure Persistence Storage'!EV197,0)","v":0},{"$f":"IF($D197=\"Full\",'Failure Persistence Storage'!EY197,0)","v":0},{"$f":"IF($D197=\"Full\",'Failure Persistence Storage'!EZ197,0)","v":0},{"$f":"IF($D197=\"Full\",'Failure Persistence Storage'!FC197,0)","v":0},{"$f":"IF($D197=\"Full\",'Failure Persistence Storage'!FD197,0)","v":0},{"$f":"IF($D197=\"Full\",'Failure Persistence Storage'!FG197,0)","v":0},{"$f":"IF($D197=\"Full\",'Failure Persistence Storage'!FH197,0)","v":0},{"$f":"IF($D197=\"Full\",'Failure Persistence Storage'!FK197,0)","v":0},{"$f":"IF($D197=\"Full\",'Failure Persistence Storage'!FL197,0)","v":0},{"$f":"IF($D197=\"Full\",'Failure Persistence Storage'!FO197,0)","v":0},{"$f":"IF($D197=\"Full\",'Failure Persistence Storage'!FP197,0)","v":0},{"$f":"IF($D197=\"Full\",'Failure Persistence Storage'!FS197,0)","v":0},{"$f":"IF($D197=\"Full\",'Failure Persistence Storage'!FT197,0)","v":0},{"$f":"IF($D197=\"Full\",'Failure Persistence Storage'!FW197,0)","v":0},{"$f":"IF($D197=\"Full\",'Failure Persistence Storage'!FX197,0)","v":0},{"$f":"IF($D197=\"Full\",'Failure Persistence Storage'!GA197,0)","v":0},{"$f":"IF($D197=\"Full\",'Failure Persistence Storage'!GB197,0)","v":0},{"$f":"IF($D197=\"Full\",'Failure Persistence Storage'!GE197,0)","v":0},{"$f":"IF($D197=\"Full\",'Failure Persistence Storage'!GF197,0)","v":0},{"$f":"IF($D197=\"Full\",'Failure Persistence Storage'!GI197,0)","v":0},{"$f":"IF($D197=\"Full\",'Failure Persistence Storage'!GJ197,0)","v":0},{"$f":"IF($D197=\"Full\",'Failure Persistence Storage'!GM197,0)","v":0},{"$f":"IF($D197=\"Full\",'Failure Persistence Storage'!GN197,0)","v":0},{"$f":"IF($D197=\"Full\",'Failure Persistence Storage'!GQ197,0)","v":0},{"$f":"IF($D197=\"Full\",'Failure Persistence Storage'!GR197,0)","v":0},{"$f":"IF($D197=\"Full\",'Failure Persistence Storage'!GU197,0)","v":0},{"$f":"IF($D197=\"Full\",'Failure Persistence Storage'!GV197,0)","v":0},{"$f":"IF($D197=\"Full\",'Failure Persistence Storage'!GY197,0)","v":0},{"$f":"IF($D197=\"Full\",'Failure Persistence Storage'!GZ197,0)","v":0},{"$f":"IF($D197=\"Full\",'Failure Persistence Storage'!HC197,0)","v":0},{"$f":"IF($D197=\"Full\",'Failure Persistence Storage'!HD197,0)","v":0},{"$f":"IF($D197=\"Full\",'Failure Persistence Storage'!HG197,0)","v":0},{"$f":"IF($D197=\"Full\",'Failure Persistence Storage'!HH197,0)","v":0},{"$f":"IF($D197=\"Full\",'Failure Persistence Storage'!HK197,0)","v":0},{"$f":"IF($D197=\"Full\",'Failure Persistence Storage'!HL197,0)","v":0},{"$f":"IF($D197=\"Full\",'Failure Persistence Storage'!HO197,0)","v":0}]
[null,null,null,null,null,null,null,null,null,null,null,null,null,null,null,null,null,null,null,null,null,null,null,null,null,null,null," ",{"$f":"IF($D200=0,\" \",1/AB200)","v":" "},{"$f":"IF($D200=0,\" \",IF(AB$37<5,$J200/5*AB$37,IF(AB$37<=90,MIN(($J200+($K200-$J200)/45*(AB$37-5)),$L200),$L200-($L200-MIN(($J200+($K200-$J200)/45*85),$L200))/5*(95-AB$37)))/AB200)","v":" "},{"$f":"IF($D200=0,\" \",AB200*AD200)","v":" "},{"$f":"IF($D200=0,\" \",1/($I200*(100-AF$37)/100))","v":" "},{"$f":"IF($D200=0,\" \",1/AF200)","v":" "},{"$f":"IF($D200=0,\" \",IF(AF$37<5,$J200/5*AF$37,IF(AF$37<=90,MIN(($J200+($K200-$J200)/45*(AF$37-5)),$L200),$L200-($L200-MIN(($J200+($K200-$J200)/45*85),$L200))/5*(95-AF$37)))/AF200)","v":" "},{"$f":"IF($D200=0,\" \",AF200*AH200)","v":" "}," ",{"$f":"IF($D200=0,\" \",1/AJ200)","v":" "},{"$f":"IF($D200=0,\" \",IF(AJ$37<5,$J200/5*AJ$37,IF(AJ$37<=90,MIN(($J200+($K200-$J200)/45*(AJ$37-5)),$L200),$L200-($L200-MIN(($J200+($K200-$J200)/45*85),$L200))/5*(95-AJ$37)))/AJ200)","v":" "},{"$f":"IF($D200=0,\" \",AJ200*AL200)","v":" "}," ",{"$f":"IF($D200=0,\" \",1/AN200)","v":" "},{"$f":"IF($D200=0,\" \",IF(AN$37<5,$J200/5*AN$37,IF(AN$37<=90,MIN(($J200+($K200-$J200)/45*(AN$37-5)),$L200),$L200-($L200-MIN(($J200+($K200-$J200)/45*85),$L200))/5*(95-AN$37)))/AN200)","v":" "},{"$f":"IF($D200=0,\" \",AN200*AP200)","v":" "}," ",{"$f":"IF($D200=0,\" \",1/AR200)","v":" "},{"$f":"IF($D200=0,\" \",IF(AR$37<5,$J200/5*AR$37,IF(AR$37<=90,MIN(($J200+($K200-$J200)/45*(AR$37-5)),$L200),$L200-($L200-MIN(($J200+($K200-$J200)/45*85),$L200))/5*(95-AR$37)))/AR200)","v":" "},{"$f":"IF($D200=0,\" \",AR200*AT200)","v":" "}," ",{"$f":"IF($D200=0,\" \",1/AV200)","v":" "},{"$f":"IF($D200=0,\" \",IF(AV$37<5,$J200/5*AV$37,IF(AV$37<=90,MIN(($J200+($K200-$J200)/45*(AV$37-5)),$L200),$L200-($L200-MIN(($J200+($K200-$J200)/45*85),$L200))/5*(95-AV$37)))/AV200)","v":" "},{"$f":"IF($D200=0,\" \",AV200*AX200)","v":" "}," ",{"$f":"IF($D200=0,\" \",1/AZ200)","v":" "},{"$f":"IF($D200=0,\" \",IF(AZ$37<5,$J200/5*AZ$37,IF(AZ$37<=90,MIN(($J200+($K200-$J200)/45*(AZ$37-5)),$L200),$L200-($L200-MIN(($J200+($K200-$J200)/45*85),$L200))/5*(95-AZ$37)))/AZ200)","v":" "},{"$f":"IF($D200=0,\" \",AZ200*BB200)","v":" "}," ",{"$f":"IF($D200=0,\" \",1/BD200)","v":" "},{"$f":"IF($D200=0,\" \",IF(BD$37<5,$J200/5*BD$37,IF(BD$37<=90,MIN(($J200+($K200-$J200)/45*(BD$37-5)),$L200),$L200-($L200-MIN(($J200+($K200-$J200)/45*85),$L200))/5*(95-BD$37)))/BD200)","v":" "},{"$f":"IF($D200=0,\" \",BD200*BF200)","v":" "}," ",{"$f":"IF($D200=0,\" \",1/BH200)","v":" "},{"$f":"IF($D200=0,\" \",IF(BH$37<5,$J200/5*BH$37,IF(BH$37<=90,MIN(($J200+($K200-$J200)/45*(BH$37-5)),$L200),$L200-($L200-MIN(($J200+($K200-$J200)/45*85),$L200))/5*(95-BH$37)))/BH200)","v":" "},{"$f":"IF($D200=0,\" \",BH200*BJ200)","v":" "}," ",{"$f":"IF($D200=0,\" \",1/BL200)","v":" "},{"$f":"IF($D200=0,\" \",IF(BL$37<5,$J200/5*BL$37,IF(BL$37<=90,MIN(($J200+($K200-$J200)/45*(BL$37-5)),$L200),$L200-($L200-MIN(($J200+($K200-$J200)/45*85),$L200))/5*(95-BL$37)))/BL200)","v":" "},{"$f":"IF($D200=0,\" \",BL200*BN200)","v":" "}," ",{"$f":"IF($D200=0,\" \",1/BP200)","v":" "},{"$f":"IF($D200=0,\" \",IF(BP$37<5,$J200/5*BP$37,IF(BP$37<=90,MIN(($J200+($K200-$J200)/45*(BP$37-5)),$L200),$L200-($L200-MIN(($J200+($K200-$J200)/45*85),$L200))/5*(95-BP$37)))/BP200)","v":" "},{"$f":"IF($D200=0,\" \",BP200*BR200)","v":" "}," ",{"$f":"IF($D200=0,\" \",1/BT200)","v":" "},{"$f":"IF($D200=0,\" \",IF(BT$37<5,$J200/5*BT$37,IF(BT$37<=90,MIN(($J200+($K200-$J200)/45*(BT$37-5)),$L200),$L200-($L200-MIN(($J200+($K200-$J200)/45*85),$L200))/5*(95-BT$37)))/BT200)","v":" "},{"$f":"IF($D200=0,\" \",BT200*BV200)","v":" "}," ",{"$f":"IF($D200=0,\" \",1/BX200)","v":" "},{"$f":"IF($D200=0,\" \",IF(BX$37<5,$J200/5*BX$37,IF(BX$37<=90,MIN(($J200+($K200-$J200)/45*(BX$37-5)),$L200),$L200-($L200-MIN(($J200+($K200-$J200)/45*85),$L200))/5*(95-BX$37)))/BX200)","v":" "},{"$f":"IF($D200=0,\" \",BX200*BZ200)","v":" "}," ",{"$f":"IF($D200=0,\" \",1/CB200)","v":" "},{"$f":"IF($D200=0,\" \",IF(CB$37<5,$J200/5*CB$37,IF(CB$37<=90,MIN(($J200+($K200-$J200)/45*(CB$37-5)),$L200),$L200-($L200-MIN(($J200+($K200-$J200)/45*85),$L200))/5*(95-CB$37)))/CB200)","v":" "},{"$f":"IF($D200=0,\" \",CB200*CD200)","v":" "}," ",{"$f":"IF($D200=0,\" \",1/CF200)","v":" "},{"$f":"IF($D200=0,\" \",IF(CF$37<5,$J200/5*CF$37,IF(CF$37<=90,MIN(($J200+($K200-$J200)/45*(CF$37-5)),$L200),$L200-($L200-MIN(($J200+($K200-$J200)/45*85),$L200))/5*(95-CF$37)))/CF200)","v":" "},{"$f":"IF($D200=0,\" \",CF200*CH200)","v":" "}," ",{"$f":"IF($D200=0,\" \",1/CJ200)","v":" "},{"$f":"IF($D200=0,\" \",IF(CJ$37<5,$J200/5*CJ$37,IF(CJ$37<=90,MIN(($J200+($K200-$J200)/45*(CJ$37-5)),$L200),$L200-($L200-MIN(($J200+($K200-$J200)/45*85),$L200))/5*(95-CJ$37)))/CJ200)","v":" "},{"$f":"IF($D200=0,\" \",CJ200*CL200)","v":" "}," ",{"$f":"IF($D200=0,\" \",1/CN200)","v":" "},{"$f":"IF($D200=0,\" \",IF(CN$37<5,$J200/5*CN$37,IF(CN$37<=90,MIN(($J200+($K200-$J200)/45*(CN$37-5)),$L200),$L200-($L200-MIN(($J200+($K200-$J200)/45*85),$L200))/5*(95-CN$37)))/CN200)","v":" "},{"$f":"IF($D200=0,\" \",CN200*CP200)","v":" "},{"$f":"IF($D200=0,\" \",1/($I200*(100-CR$37)/100))","v":" "},{"$f":"IF($D200=0,\" \",1/CR200)","v":" "},{"$f":"IF($D200=0,\" \",IF(CR$37<5,$J200/5*CR$37,IF(CR$37<=90,MIN(($J200+($K200-$J200)/45*(CR$37-5)),$L200),$L200-($L200-MIN(($J200+($K200-$J200)/45*85),$L200))/5*(95-CR$37)))/CR200)","v":" "},{"$f":"IF($D200=0,\" \",CR200*CT200)","v":" "}," ",{"$f":"IF($D200=0,\" \",1/CV200)","v":" "},{"$f":"IF($D200=0,\" \",IF(CV$37<5,$J200/5*CV$37,IF(CV$37<=90,MIN(($J200+($K200-$J200)/45*(CV$37-5)),$L200),$L200-($L200-MIN(($J200+($K200-$J200)/45*85),$L200))/5*(95-CV$37)))/CV200)","v":" "},{"$f":"IF($D200=0,\" \",CV200*CX200)","v":" "}," ",{"$f":"IF($D200=0,\" \",1/CZ200)","v":" "},{"$f":"IF($D200=0,\" \",IF(CZ$37<5,$J200/5*CZ$37,IF(CZ$37<=90,MIN(($J200+($K200-$J200)/45*(CZ$37-5)),$L200),$L200-($L200-MIN(($J200+($K200-$J200)/45*85),$L200))/5*(95-CZ$37)))/CZ200)","v":" "},{"$f":"IF($D200=0,\" \",CZ200*DB200)","v":" "}," ",{"$f":"IF($D200=0,\" \",1/DD200)","v":" "},{"$f":"IF($D200=0,\" \",IF(DD$37<5,$J200/5*DD$37,IF(DD$37<=90,MIN(($J200+($K200-$J200)/45*(DD$37-5)),$L200),$L200-($L200-MIN(($J200+($K200-$J200)/45*85),$L200))/5*(95-DD$37)))/DD200)","v":" "},{"$f":"IF($D200=0,\" \",DD200*DF200)","v":" "}," ",{"$f":"IF($D200=0,\" \",1/DH200)","v":" "},{"$f":"IF($D200=0,\" \",IF(DH$37<5,$J200/5*DH$37,IF(DH$37<=90,MIN(($J200+($K200-$J200)/45*(DH$37-5)),$L200),$L200-($L200-MIN(($J200+($K200-$J200)/45*85),$L200))/5*(95-DH$37)))/DH200)","v":" "},{"$f":"IF($D200=0,\" \",DH200*DJ200)","v":" "}," ",{"$f":"IF($D200=0,\" \",1/DL200)","v":" "},{"$f":"IF($D200=0,\" \",IF(DL$37<5,$J200/5*DL$37,IF(DL$37<=90,MIN(($J200+($K200-$J200)/45*(DL$37-5)),$L200),$L200-($L200-MIN(($J200+($K200-$J200)/45*85),$L200))/5*(95-DL$37)))/DL200)","v":" "},{"$f":"IF($D200=0,\" \",DL200*DN200)","v":" "}," ",{"$f":"IF($D200=0,\" \",1/DP200)","v":" "},{"$f":"IF($D200=0,\" \",IF(DP$37<5,$J200/5*DP$37,IF(DP$37<=90,MIN(($J200+($K200-$J200)/45*(DP$37-5)),$L200),$L200-($L200-MIN(($J200+($K200-$J200)/45*85),$L200))/5*(95-DP$37)))/DP200)","v":" "},{"$f":"IF($D200=0,\" \",DP200*DR200)","v":" "}," ",{"$f":"IF($D200=0,\" \",1/DT200)","v":" "},{"$f":"IF($D200=0,\" \",IF(DT$37<5,$J200/5*DT$37,IF(DT$37<=90,MIN(($J200+($K200-$J200)/45*(DT$37-5)),$L200),$L200-($L200-MIN(($J200+($K200-$J200)/45*85),$L200))/5*(95-DT$37)))/DT200)","v":" "},{"$f":"IF($D200=0,\" \",DT200*DV200)","v":" "}," ",{"$f":"IF($D200=0,\" \",1/DX200)","v":" "},{"$f":"IF($D200=0,\" \",IF(DX$37<5,$J200/5*DX$37,IF(DX$37<=90,MIN(($J200+($K200-$J200)/45*(DX$37-5)),$L200),$L200-($L200-MIN(($J200+($K200-$J200)/45*85),$L200))/5*(95-DX$37)))/DX200)","v":" "},{"$f":"IF($D200=0,\" \",DX200*DZ200)","v":" "}," ",{"$f":"IF($D200=0,\" \",1/EB200)","v":" "},{"$f":"IF($D200=0,\" \",IF(EB$37<5,$J200/5*EB$37,IF(EB$37<=90,MIN(($J200+($K200-$J200)/45*(EB$37-5)),$L200),$L200-($L200-MIN(($J200+($K200-$J200)/45*85),$L200))/5*(95-EB$37)))/EB200)","v":" "},{"$f":"IF($D200=0,\" \",EB200*ED200)","v":" "}," ",{"$f":"IF($D200=0,\" \",1/EF200)","v":" "},{"$f":"IF($D200=0,\" \",IF(EF$37<5,$J200/5*EF$37,IF(EF$37<=90,MIN(($J200+($K200-$J200)/45*(EF$37-5)),$L200),$L200-($L200-MIN(($J200+($K200-$J200)/45*85),$L200))/5*(95-EF$37)))/EF200)","v":" "},{"$f":"IF($D200=0,\" \",EF200*EH200)","v":" "}," ",{"$f":"IF($D200=0,\" \",1/EJ200)","v":" "},{"$f":"IF($D200=0,\" \",IF(EJ$37<5,$J200/5*EJ$37,IF(EJ$37<=90,MIN(($J200+($K200-$J200)/45*(EJ$37-5)),$L200),$L200-($L200-MIN(($J200+($K200-$J200)/45*85),$L200))/5*(95-EJ$37)))/EJ200)","v":" "},{"$f":"IF($D200=0,\" \",EJ200*EL200)","v":" "}," ",{"$f":"IF($D200=0,\" \",1/EN200)","v":" "},{"$f":"IF($D200=0,\" \",IF(EN$37<5,$J200/5*EN$37,IF(EN$37<=90,MIN(($J200+($K200-$J200)/45*(EN$37-5)),$L200),$L200-($L200-MIN(($J200+($K200-$J200)/45*85),$L200))/5*(95-EN$37)))/EN200)","v":" "},{"$f":"IF($D200=0,\" \",EN200*EP200)","v":" "}," ",{"$f":"IF($D200=0,\" \",1/ER200)","v":" "},{"$f":"IF($D200=0,\" \",IF(ER$37<5,$J200/5*ER$37,IF(ER$37<=90,MIN(($J200+($K200-$J200)/45*(ER$37-5)),$L200),$L200-($L200-MIN(($J200+($K200-$J200)/45*85),$L200))/5*(95-ER$37)))/ER200)","v":" "},{"$f":"IF($D200=0,\" \",ER200*ET200)","v":" "}," ",{"$f":"IF($D200=0,\" \",1/EV200)","v":" "},{"$f":"IF($D200=0,\" \",IF(EV$37<5,$J200/5*EV$37,IF(EV$37<=90,MIN(($J200+($K200-$J200)/45*(EV$37-5)),$L200),$L200-($L200-MIN(($J200+($K200-$J200)/45*85),$L200))/5*(95-EV$37)))/EV200)","v":" "},{"$f":"IF($D200=0,\" \",EV200*EX200)","v":" "}," ",{"$f":"IF($D200=0,\" \",1/EZ200)","v":" "},{"$f":"IF($D200=0,\" \",IF(EZ$37<5,$J200/5*EZ$37,IF(EZ$37<=90,MIN(($J200+($K200-$J200)/45*(EZ$37-5)),$L200),$L200-($L200-MIN(($J200+($K200-$J200)/45*85),$L200))/5*(95-EZ$37)))/EZ200)","v":" "},{"$f":"IF($D200=0,\" \",EZ200*FB200)","v":" "},{"$f":"IF($D200=0,\" \",1/($I200*(100-FD$37)/100))","v":" "},{"$f":"IF($D200=0,\" \",1/FD200)","v":" "},{"$f":"IF($D200=0,\" \",IF(FD$37<5,$J200/5*FD$37,IF(FD$37<=90,MIN(($J200+($K200-$J200)/45*(FD$37-5)),$L200),$L200-($L200-MIN(($J200+($K200-$J200)/45*85),$L200))/5*(95-FD$37)))/FD200)","v":" "},{"$f":"IF($D200=0,\" \",FD200*FF200)","v":" "}," ",{"$f":"IF($D200=0,\" \",1/FH200)","v":" "},{"$f":"IF($D200=0,\" \",IF(FH$37<5,$J200/5*FH$37,IF(FH$37<=90,MIN(($J200+($K200-$J200)/45*(FH$37-5)),$L200),$L200-($L200-MIN(($J200+($K200-$J200)/45*85),$L200))/5*(95-FH$37)))/FH200)","v":" "},{"$f":"IF($D200=0,\" \",FH200*FJ200)","v":" "}," ",{"$f":"IF($D200=0,\" \",1/FL200)","v":" "},{"$f":"IF($D200=0,\" \",IF(FL$37<5,$J200/5*FL$37,IF(FL$37<=90,MIN(($J200+($K200-$J200)/45*(FL$37-5)),$L200),$L200-($L200-MIN(($J200+($K200-$J200)/45*85),$L200))/5*(95-FL$37)))/FL200)","v":" "},{"$f":"IF($D200=0,\" \",FL200*FN200)","v":" "}," ",{"$f":"IF($D200=0,\" \",1/FP200)","v":" "},{"$f":"IF($D200=0,\" \",IF(FP$37<5,$J200/5*FP$37,IF(FP$37<=90,MIN(($J200+($K200-$J200)/45*(FP$37-5)),$L200),$L200-($L200-MIN(($J200+($K200-$J200)/45*85),$L200))/5*(95-FP$37)))/FP200)","v":" "},{"$f":"IF($D200=0,\" \",FP200*FR200)","v":" "}," ",{"$f":"IF($D200=0,\" \",1/FT200)","v":" "},{"$f":"IF($D200=0,\" \",IF(FT$37<5,$J200/5*FT$37,IF(FT$37<=90,MIN(($J200+($K200-$J200)/45*(FT$37-5)),$L200),$L200-($L200-MIN(($J200+($K200-$J200)/45*85),$L200))/5*(95-FT$37)))/FT200)","v":" "},{"$f":"IF($D200=0,\" \",FT200*FV200)","v":" "}," ",{"$f":"IF($D200=0,\" \",1/FX200)","v":" "},{"$f":"IF($D200=0,\" \",IF(FX$37<5,$J200/5*FX$37,IF(FX$37<=90,MIN(($J200+($K200-$J200)/45*(FX$37-5)),$L200),$L200-($L200-MIN(($J200+($K200-$J200)/45*85),$L200))/5*(95-FX$37)))/FX200)","v":" "},{"$f":"IF($D200=0,\" \",FX200*FZ200)","v":" "}," ",{"$f":"IF($D200=0,\" \",1/GB200)","v":" "},{"$f":"IF($D200=0,\" \",IF(GB$37<5,$J200/5*GB$37,IF(GB$37<=90,MIN(($J200+($K200-$J200)/45*(GB$37-5)),$L200),$L200-($L200-MIN(($J200+($K200-$J200)/45*85),$L200))/5*(95-GB$37)))/GB200)","v":" "},{"$f":"IF($D200=0,\" \",GB200*GD200)","v":" "}," ",{"$f":"IF($D200=0,\" \",1/GF200)","v":" "},{"$f":"IF($D200=0,\" \",IF(GF$37<5,$J200/5*GF$37,IF(GF$37<=90,MIN(($J200+($K200-$J200)/45*(GF$37-5)),$L200),$L200-($L200-MIN(($J200+($K200-$J200)/45*85),$L200))/5*(95-GF$37)))/GF200)","v":" "},{"$f":"IF($D200=0,\" \",GF200*GH200)","v":" "}," ",{"$f":"IF($D200=0,\" \",1/GJ200)","v":" "},{"$f":"IF($D200=0,\" \",IF(GJ$37<5,$J200/5*GJ$37,IF(GJ$37<=90,MIN(($J200+($K200-$J200)/45*(GJ$37-5)),$L200),$L200-($L200-MIN(($J200+($K200-$J200)/45*85),$L200))/5*(95-GJ$37)))/GJ200)","v":" "},{"$f":"IF($D200=0,\" \",GJ200*GL200)","v":" "}," ",{"$f":"IF($D200=0,\" \",1/GN200)","v":" "},{"$f":"IF($D200=0,\" \",IF(GN$37<5,$J200/5*GN$37,IF(GN$37<=90,MIN(($J200+($K200-$J200)/45*(GN$37-5)),$L200),$L200-($L200-MIN(($J200+($K200-$J200)/45*85),$L200))/5*(95-GN$37)))/GN200)","v":" "},{"$f":"IF($D200=0,\" \",GN200*GP200)","v":" "}," ",{"$f":"IF($D200=0,\" \",1/GR200)","v":" "},{"$f":"IF($D200=0,\" \",IF(GR$37<5,$J200/5*GR$37,IF(GR$37<=90,MIN(($J200+($K200-$J200)/45*(GR$37-5)),$L200),$L200-($L200-MIN(($J200+($K200-$J200)/45*85),$L200))/5*(95-GR$37)))/GR200)","v":" "},{"$f":"IF($D200=0,\" \",GR200*GT200)","v":" "}," ",{"$f":"IF($D200=0,\" \",1/GV200)","v":" "},{"$f":"IF($D200=0,\" \",IF(GV$37<5,$J200/5*GV$37,IF(GV$37<=90,MIN(($J200+($K200-$J200)/45*(GV$37-5)),$L200),$L200-($L200-MIN(($J200+($K200-$J200)/45*85),$L200))/5*(95-GV$37)))/GV200)","v":" "},{"$f":"IF($D200=0,\" \",GV200*GX200)","v":" "}," ",{"$f":"IF($D200=0,\" \",1/GZ200)","v":" "},{"$f":"IF($D200=0,\" \",IF(GZ$37<5,$J200/5*GZ$37,IF(GZ$37<=90,MIN(($J200+($K200-$J200)/45*(GZ$37-5)),$L200),$L200-($L200-MIN(($J200+($K200-$J200)/45*85),$L200))/5*(95-GZ$37)))/GZ200)","v":" "},{"$f":"IF($D200=0,\" \",GZ200*HB200)","v":" "}," ",{"$f":"IF($D200=0,\" \",1/HD200)","v":" "},{"$f":"IF($D200=0,\" \",IF(HD$37<5,$J200/5*HD$37,IF(HD$37<=90,MIN(($J200+($K200-$J200)/45*(HD$37-5)),$L200),$L200-($L200-MIN(($J200+($K200-$J200)/45*85),$L200))/5*(95-HD$37)))/HD200)","v":" "},{"$f":"IF($D200=0,\" \",HD200*HF200)","v":" "}," ",{"$f":"IF($D200=0,\" \",1/HH200)","v":" "},{"$f":"IF($D200=0,\" \",IF(HH$37<5,$J200/5*HH$37,IF(HH$37<=90,MIN(($J200+($K200-$J200)/45*(HH$37-5)),$L200),$L200-($L200-MIN(($J200+($K200-$J200)/45*85),$L200))/5*(95-HH$37)))/HH200)","v":" "},{"$f":"IF($D200=0,\" \",HH200*HJ200)","v":" "}," ",{"$f":"IF($D200=0,\" \",1/HL200)","v":" "},{"$f":"IF($D200=0,\" \",IF(HL$37<5,$J200/5*HL$37,IF(HL$37<=90,MIN(($J200+($K200-$J200)/45*(HL$37-5)),$L200),$L200-($L200-MIN(($J200+($K200-$J200)/45*85),$L200))/5*(95-HL$37)))/HL200)","v":" "},{"$f":"IF($D200=0,\" \",HL200*HN200)","v":" "},null,{"$f":"IF($D200=\"Full\",'Failure Persistence Storage'!AB200,0)","v":0},{"$f":"IF($D200=\"Full\",'Failure Persistence Storage'!AE200,0)","v":0},{"$f":"IF($D200=\"Full\",'Failure Persistence Storage'!AF200,0)","v":0},{"$f":"IF($D200=\"Full\",'Failure Persistence Storage'!AI200,0)","v":0},{"$f":"IF($D200=\"Full\",'Failure Persistence Storage'!AJ200,0)","v":0},{"$f":"IF($D200=\"Full\",'Failure Persistence Storage'!AM200,0)","v":0},{"$f":"IF($D200=\"Full\",'Failure Persistence Storage'!AN200,0)","v":0},{"$f":"IF($D200=\"Full\",'Failure Persistence Storage'!AQ200,0)","v":0},{"$f":"IF($D200=\"Full\",'Failure Persistence Storage'!AR200,0)","v":0},{"$f":"IF($D200=\"Full\",'Failure Persistence Storage'!AU200,0)","v":0},{"$f":"IF($D200=\"Full\",'Failure Persistence Storage'!AV200,0)","v":0},{"$f":"IF($D200=\"Full\",'Failure Persistence Storage'!AY200,0)","v":0},{"$f":"IF($D200=\"Full\",'Failure Persistence Storage'!AZ200,0)","v":0},{"$f":"IF($D200=\"Full\",'Failure Persistence Storage'!BC200,0)","v":0},{"$f":"IF($D200=\"Full\",'Failure Persistence Storage'!BD200,0)","v":0},{"$f":"IF($D200=\"Full\",'Failure Persistence Storage'!BG200,0)","v":0},{"$f":"IF($D200=\"Full\",'Failure Persistence Storage'!BH200,0)","v":0},{"$f":"IF($D200=\"Full\",'Failure Persistence Storage'!BK200,0)","v":0},{"$f":"IF($D200=\"Full\",'Failure Persistence Storage'!BL200,0)","v":0},{"$f":"IF($D200=\"Full\",'Failure Persistence Storage'!BO200,0)","v":0},{"$f":"IF($D200=\"Full\",'Failure Persistence Storage'!BP200,0)","v":0},{"$f":"IF($D200=\"Full\",'Failure Persistence Storage'!BS200,0)","v":0},{"$f":"IF($D200=\"Full\",'Failure Persistence Storage'!BT200,0)","v":0},{"$f":"IF($D200=\"Full\",'Failure Persistence Storage'!BW200,0)","v":0},{"$f":"IF($D200=\"Full\",'Failure Persistence Storage'!BX200,0)","v":0},{"$f":"IF($D200=\"Full\",'Failure Persistence Storage'!CA200,0)","v":0},{"$f":"IF($D200=\"Full\",'Failure Persistence Storage'!CB200,0)","v":0},{"$f":"IF($D200=\"Full\",'Failure Persistence Storage'!CE200,0)","v":0},{"$f":"IF($D200=\"Full\",'Failure Persistence Storage'!CF200,0)","v":0},{"$f":"IF($D200=\"Full\",'Failure Persistence Storage'!CI200,0)","v":0},{"$f":"IF($D200=\"Full\",'Failure Persistence Storage'!CJ200,0)","v":0},{"$f":"IF($D200=\"Full\",'Failure Persistence Storage'!CM200,0)","v":0},{"$f":"IF($D200=\"Full\",'Failure Persistence Storage'!CN200,0)","v":0},{"$f":"IF($D200=\"Full\",'Failure Persistence Storage'!CQ200,0)","v":0},{"$f":"IF($D200=\"Full\",'Failure Persistence Storage'!CR200,0)","v":0},{"$f":"IF($D200=\"Full\",'Failure Persistence Storage'!CU200,0)","v":0},{"$f":"IF($D200=\"Full\",'Failure Persistence Storage'!CV200,0)","v":0},{"$f":"IF($D200=\"Full\",'Failure Persistence Storage'!CY200,0)","v":0},{"$f":"IF($D200=\"Full\",'Failure Persistence Storage'!CZ200,0)","v":0},{"$f":"IF($D200=\"Full\",'Failure Persistence Storage'!DC200,0)","v":0},{"$f":"IF($D200=\"Full\",'Failure Persistence Storage'!DD200,0)","v":0},{"$f":"IF($D200=\"Full\",'Failure Persistence Storage'!DG200,0)","v":0},{"$f":"IF($D200=\"Full\",'Failure Persistence Storage'!DH200,0)","v":0},{"$f":"IF($D200=\"Full\",'Failure Persistence Storage'!DK200,0)","v":0},{"$f":"IF($D200=\"Full\",'Failure Persistence Storage'!DL200,0)","v":0},{"$f":"IF($D200=\"Full\",'Failure Persistence Storage'!DO200,0)","v":0},{"$f":"IF($D200=\"Full\",'Failure Persistence Storage'!DP200,0)","v":0},{"$f":"IF($D200=\"Full\",'Failure Persistence Storage'!DS200,0)","v":0},{"$f":"IF($D200=\"Full\",'Failure Persistence Storage'!DT200,0)","v":0},{"$f":"IF($D200=\"Full\",'Failure Persistence Storage'!DW200,0)","v":0},{"$f":"IF($D200=\"Full\",'Failure Persistence Storage'!DX200,0)","v":0},{"$f":"IF($D200=\"Full\",'Failure Persistence Storage'!EA200,0)","v":0},{"$f":"IF($D200=\"Full\",'Failure Persistence Storage'!EB200,0)","v":0},{"$f":"IF($D200=\"Full\",'Failure Persistence Storage'!EE200,0)","v":0},{"$f":"IF($D200=\"Full\",'Failure Persistence Storage'!EF200,0)","v":0},{"$f":"IF($D200=\"Full\",'Failure Persistence Storage'!EI200,0)","v":0},{"$f":"IF($D200=\"Full\",'Failure Persistence Storage'!EJ200,0)","v":0},{"$f":"IF($D200=\"Full\",'Failure Persistence Storage'!EM200,0)","v":0},{"$f":"IF($D200=\"Full\",'Failure Persistence Storage'!EN200,0)","v":0},{"$f":"IF($D200=\"Full\",'Failure Persistence Storage'!EQ200,0)","v":0},{"$f":"IF($D200=\"Full\",'Failure Persistence Storage'!ER200,0)","v":0},{"$f":"IF($D200=\"Full\",'Failure Persistence Storage'!EU200,0)","v":0},{"$f":"IF($D200=\"Full\",'Failure Persistence Storage'!EV200,0)","v":0},{"$f":"IF($D200=\"Full\",'Failure Persistence Storage'!EY200,0)","v":0},{"$f":"IF($D200=\"Full\",'Failure Persistence Storage'!EZ200,0)","v":0},{"$f":"IF($D200=\"Full\",'Failure Persistence Storage'!FC200,0)","v":0},{"$f":"IF($D200=\"Full\",'Failure Persistence Storage'!FD200,0)","v":0},{"$f":"IF($D200=\"Full\",'Failure Persistence Storage'!FG200,0)","v":0},{"$f":"IF($D200=\"Full\",'Failure Persistence Storage'!FH200,0)","v":0},{"$f":"IF($D200=\"Full\",'Failure Persistence Storage'!FK200,0)","v":0},{"$f":"IF($D200=\"Full\",'Failure Persistence Storage'!FL200,0)","v":0},{"$f":"IF($D200=\"Full\",'Failure Persistence Storage'!FO200,0)","v":0},{"$f":"IF($D200=\"Full\",'Failure Persistence Storage'!FP200,0)","v":0},{"$f":"IF($D200=\"Full\",'Failure Persistence Storage'!FS200,0)","v":0},{"$f":"IF($D200=\"Full\",'Failure Persistence Storage'!FT200,0)","v":0},{"$f":"IF($D200=\"Full\",'Failure Persistence Storage'!FW200,0)","v":0},{"$f":"IF($D200=\"Full\",'Failure Persistence Storage'!FX200,0)","v":0},{"$f":"IF($D200=\"Full\",'Failure Persistence Storage'!GA200,0)","v":0},{"$f":"IF($D200=\"Full\",'Failure Persistence Storage'!GB200,0)","v":0},{"$f":"IF($D200=\"Full\",'Failure Persistence Storage'!GE200,0)","v":0},{"$f":"IF($D200=\"Full\",'Failure Persistence Storage'!GF200,0)","v":0},{"$f":"IF($D200=\"Full\",'Failure Persistence Storage'!GI200,0)","v":0},{"$f":"IF($D200=\"Full\",'Failure Persistence Storage'!GJ200,0)","v":0},{"$f":"IF($D200=\"Full\",'Failure Persistence Storage'!GM200,0)","v":0},{"$f":"IF($D200=\"Full\",'Failure Persistence Storage'!GN200,0)","v":0},{"$f":"IF($D200=\"Full\",'Failure Persistence Storage'!GQ200,0)","v":0},{"$f":"IF($D200=\"Full\",'Failure Persistence Storage'!GR200,0)","v":0},{"$f":"IF($D200=\"Full\",'Failure Persistence Storage'!GU200,0)","v":0},{"$f":"IF($D200=\"Full\",'Failure Persistence Storage'!GV200,0)","v":0},{"$f":"IF($D200=\"Full\",'Failure Persistence Storage'!GY200,0)","v":0},{"$f":"IF($D200=\"Full\",'Failure Persistence Storage'!GZ200,0)","v":0},{"$f":"IF($D200=\"Full\",'Failure Persistence Storage'!HC200,0)","v":0},{"$f":"IF($D200=\"Full\",'Failure Persistence Storage'!HD200,0)","v":0},{"$f":"IF($D200=\"Full\",'Failure Persistence Storage'!HG200,0)","v":0},{"$f":"IF($D200=\"Full\",'Failure Persistence Storage'!HH200,0)","v":0},{"$f":"IF($D200=\"Full\",'Failure Persistence Storage'!HK200,0)","v":0},{"$f":"IF($D200=\"Full\",'Failure Persistence Storage'!HL200,0)","v":0},{"$f":"IF($D200=\"Full\",'Failure Persistence Storage'!HO200,0)","v":0}]
[null,null,null,null,null,null,null,null,null,null,null,null,null,null,null,null,null,null,null,null,null,null,null,null,null,null,null," "," "," "," "," "," "," "," "," "," "," "," "," "," "," "," "," "," "," "," "," "," "," "," "," "," "," "," "," "," "," "," "," "," "," "," "," "," "," "," "," "," "," "," "," "," "," "," "," "," "," "," "," "," "," "," "," "," "," "," "," "," "," "," "," "," "," "," "," "," "," "," "," "," "," "," "," "," "," "," "," "," "," "," "," "," "," "," "," "," "," "," "," "," "," "," "," "," "," "," "," "," "," "," "," "," "," "," "," "," "," "," "," "," "," "," "," "," "," "," "," "," "," "," "," "," "," "," "," "," "," "," "," "," "," "," "," "," "," "," "," "," "," "," "," "," "," "," "," "," "," "," "," "," "," "," "," "," "," "," "," "," "," "," "," "," "," "," "," "," "," "," "," "," "," "," "," "," "," "," "," "," "," "," "," "," "," "," "," "," "," "," "," "," "," "," ",null,{"$f":"IF($D206=\"Full\",'Failure Persistence Storage'!AB206,0)","v":0},{"$f":"IF($D206=\"Full\",'Failure Persistence Storage'!AE206,0)","v":0},{"$f":"IF($D206=\"Full\",'Failure Persistence Storage'!AF206,0)","v":0},{"$f":"IF($D206=\"Full\",'Failure Persistence Storage'!AI206,0)","v":0},{"$f":"IF($D206=\"Full\",'Failure Persistence Storage'!AJ206,0)","v":0},{"$f":"IF($D206=\"Full\",'Failure Persistence Storage'!AM206,0)","v":0},{"$f":"IF($D206=\"Full\",'Failure Persistence Storage'!AN206,0)","v":0},{"$f":"IF($D206=\"Full\",'Failure Persistence Storage'!AQ206,0)","v":0},{"$f":"IF($D206=\"Full\",'Failure Persistence Storage'!AR206,0)","v":0},{"$f":"IF($D206=\"Full\",'Failure Persistence Storage'!AU206,0)","v":0},{"$f":"IF($D206=\"Full\",'Failure Persistence Storage'!AV206,0)","v":0},{"$f":"IF($D206=\"Full\",'Failure Persistence Storage'!AY206,0)","v":0},{"$f":"IF($D206=\"Full\",'Failure Persistence Storage'!AZ206,0)","v":0},{"$f":"IF($D206=\"Full\",'Failure Persistence Storage'!BC206,0)","v":0},{"$f":"IF($D206=\"Full\",'Failure Persistence Storage'!BD206,0)","v":0},{"$f":"IF($D206=\"Full\",'Failure Persistence Storage'!BG206,0)","v":0},{"$f":"IF($D206=\"Full\",'Failure Persistence Storage'!BH206,0)","v":0},{"$f":"IF($D206=\"Full\",'Failure Persistence Storage'!BK206,0)","v":0},{"$f":"IF($D206=\"Full\",'Failure Persistence Storage'!BL206,0)","v":0},{"$f":"IF($D206=\"Full\",'Failure Persistence Storage'!BO206,0)","v":0},{"$f":"IF($D206=\"Full\",'Failure Persistence Storage'!BP206,0)","v":0},{"$f":"IF($D206=\"Full\",'Failure Persistence Storage'!BS206,0)","v":0},{"$f":"IF($D206=\"Full\",'Failure Persistence Storage'!BT206,0)","v":0},{"$f":"IF($D206=\"Full\",'Failure Persistence Storage'!BW206,0)","v":0},{"$f":"IF($D206=\"Full\",'Failure Persistence Storage'!BX206,0)","v":0},{"$f":"IF($D206=\"Full\",'Failure Persistence Storage'!CA206,0)","v":0},{"$f":"IF($D206=\"Full\",'Failure Persistence Storage'!CB206,0)","v":0},{"$f":"IF($D206=\"Full\",'Failure Persistence Storage'!CE206,0)","v":0},{"$f":"IF($D206=\"Full\",'Failure Persistence Storage'!CF206,0)","v":0},{"$f":"IF($D206=\"Full\",'Failure Persistence Storage'!CI206,0)","v":0},{"$f":"IF($D206=\"Full\",'Failure Persistence Storage'!CJ206,0)","v":0},{"$f":"IF($D206=\"Full\",'Failure Persistence Storage'!CM206,0)","v":0},{"$f":"IF($D206=\"Full\",'Failure Persistence Storage'!CN206,0)","v":0},{"$f":"IF($D206=\"Full\",'Failure Persistence Storage'!CQ206,0)","v":0},{"$f":"IF($D206=\"Full\",'Failure Persistence Storage'!CR206,0)","v":0},{"$f":"IF($D206=\"Full\",'Failure Persistence Storage'!CU206,0)","v":0},{"$f":"IF($D206=\"Full\",'Failure Persistence Storage'!CV206,0)","v":0},{"$f":"IF($D206=\"Full\",'Failure Persistence Storage'!CY206,0)","v":0},{"$f":"IF($D206=\"Full\",'Failure Persistence Storage'!CZ206,0)","v":0},{"$f":"IF($D206=\"Full\",'Failure Persistence Storage'!DC206,0)","v":0},{"$f":"IF($D206=\"Full\",'Failure Persistence Storage'!DD206,0)","v":0},{"$f":"IF($D206=\"Full\",'Failure Persistence Storage'!DG206,0)","v":0},{"$f":"IF($D206=\"Full\",'Failure Persistence Storage'!DH206,0)","v":0},{"$f":"IF($D206=\"Full\",'Failure Persistence Storage'!DK206,0)","v":0},{"$f":"IF($D206=\"Full\",'Failure Persistence Storage'!DL206,0)","v":0},{"$f":"IF($D206=\"Full\",'Failure Persistence Storage'!DO206,0)","v":0},{"$f":"IF($D206=\"Full\",'Failure Persistence Storage'!DP206,0)","v":0},{"$f":"IF($D206=\"Full\",'Failure Persistence Storage'!DS206,0)","v":0},{"$f":"IF($D206=\"Full\",'Failure Persistence Storage'!DT206,0)","v":0},{"$f":"IF($D206=\"Full\",'Failure Persistence Storage'!DW206,0)","v":0},{"$f":"IF($D206=\"Full\",'Failure Persistence Storage'!DX206,0)","v":0},{"$f":"IF($D206=\"Full\",'Failure Persistence Storage'!EA206,0)","v":0},{"$f":"IF($D206=\"Full\",'Failure Persistence Storage'!EB206,0)","v":0},{"$f":"IF($D206=\"Full\",'Failure Persistence Storage'!EE206,0)","v":0},{"$f":"IF($D206=\"Full\",'Failure Persistence Storage'!EF206,0)","v":0},{"$f":"IF($D206=\"Full\",'Failure Persistence Storage'!EI206,0)","v":0},{"$f":"IF($D206=\"Full\",'Failure Persistence Storage'!EJ206,0)","v":0},{"$f":"IF($D206=\"Full\",'Failure Persistence Storage'!EM206,0)","v":0},{"$f":"IF($D206=\"Full\",'Failure Persistence Storage'!EN206,0)","v":0},{"$f":"IF($D206=\"Full\",'Failure Persistence Storage'!EQ206,0)","v":0},{"$f":"IF($D206=\"Full\",'Failure Persistence Storage'!ER206,0)","v":0},{"$f":"IF($D206=\"Full\",'Failure Persistence Storage'!EU206,0)","v":0},{"$f":"IF($D206=\"Full\",'Failure Persistence Storage'!EV206,0)","v":0},{"$f":"IF($D206=\"Full\",'Failure Persistence Storage'!EY206,0)","v":0},{"$f":"IF($D206=\"Full\",'Failure Persistence Storage'!EZ206,0)","v":0},{"$f":"IF($D206=\"Full\",'Failure Persistence Storage'!FC206,0)","v":0},{"$f":"IF($D206=\"Full\",'Failure Persistence Storage'!FD206,0)","v":0},{"$f":"IF($D206=\"Full\",'Failure Persistence Storage'!FG206,0)","v":0},{"$f":"IF($D206=\"Full\",'Failure Persistence Storage'!FH206,0)","v":0},{"$f":"IF($D206=\"Full\",'Failure Persistence Storage'!FK206,0)","v":0},{"$f":"IF($D206=\"Full\",'Failure Persistence Storage'!FL206,0)","v":0},{"$f":"IF($D206=\"Full\",'Failure Persistence Storage'!FO206,0)","v":0},{"$f":"IF($D206=\"Full\",'Failure Persistence Storage'!FP206,0)","v":0},{"$f":"IF($D206=\"Full\",'Failure Persistence Storage'!FS206,0)","v":0},{"$f":"IF($D206=\"Full\",'Failure Persistence Storage'!FT206,0)","v":0},{"$f":"IF($D206=\"Full\",'Failure Persistence Storage'!FW206,0)","v":0},{"$f":"IF($D206=\"Full\",'Failure Persistence Storage'!FX206,0)","v":0},{"$f":"IF($D206=\"Full\",'Failure Persistence Storage'!GA206,0)","v":0},{"$f":"IF($D206=\"Full\",'Failure Persistence Storage'!GB206,0)","v":0},{"$f":"IF($D206=\"Full\",'Failure Persistence Storage'!GE206,0)","v":0},{"$f":"IF($D206=\"Full\",'Failure Persistence Storage'!GF206,0)","v":0},{"$f":"IF($D206=\"Full\",'Failure Persistence Storage'!GI206,0)","v":0},{"$f":"IF($D206=\"Full\",'Failure Persistence Storage'!GJ206,0)","v":0},{"$f":"IF($D206=\"Full\",'Failure Persistence Storage'!GM206,0)","v":0},{"$f":"IF($D206=\"Full\",'Failure Persistence Storage'!GN206,0)","v":0},{"$f":"IF($D206=\"Full\",'Failure Persistence Storage'!GQ206,0)","v":0},{"$f":"IF($D206=\"Full\",'Failure Persistence Storage'!GR206,0)","v":0},{"$f":"IF($D206=\"Full\",'Failure Persistence Storage'!GU206,0)","v":0},{"$f":"IF($D206=\"Full\",'Failure Persistence Storage'!GV206,0)","v":0},{"$f":"IF($D206=\"Full\",'Failure Persistence Storage'!GY206,0)","v":0},{"$f":"IF($D206=\"Full\",'Failure Persistence Storage'!GZ206,0)","v":0},{"$f":"IF($D206=\"Full\",'Failure Persistence Storage'!HC206,0)","v":0},{"$f":"IF($D206=\"Full\",'Failure Persistence Storage'!HD206,0)","v":0},{"$f":"IF($D206=\"Full\",'Failure Persistence Storage'!HG206,0)","v":0},{"$f":"IF($D206=\"Full\",'Failure Persistence Storage'!HH206,0)","v":0},{"$f":"IF($D206=\"Full\",'Failure Persistence Storage'!HK206,0)","v":0},{"$f":"IF($D206=\"Full\",'Failure Persistence Storage'!HL206,0)","v":0},{"$f":"IF($D206=\"Full\",'Failure Persistence Storage'!HO206,0)","v":0}]
[null,null,null,null,null,null,null,null,null,null,null,null,null,null,null,null,null,null,null,null,null,null,null,null,null,null,null," "," "," "," "," "," "," "," "," "," "," "," "," "," "," "," "," "," "," "," "," "," "," "," "," "," "," "," "," "," "," "," "," "," "," "," "," "," "," "," "," "," "," "," "," "," "," "," "," "," "," "," "," "," "," "," "," "," "," "," "," "," "," "," "," "," "," "," "," "," "," "," "," "," "," "," "," "," "," "," "," "," "," "," "," "," "," "," "," "," "," "," "," "," "," "," "," "," "," "," "," "," "," "," "," "," "," "," "," "," "," "," "," "," "," "," "," "," "," "," "," "," "," "," "," "," "," "," "," "," "," "," "," "," "," "," "," "," "," "," "," "," "," "," "," "," "," "," "," "," "," "," "," "," "," "," "," "," "," "," "," "," "," "," "," "," "," "," "," "," "," "," "," "," "," "," "," "," "," "," "," "," "," "," "," "," "," "," "," "," "," "," "," "," "," "," ",null,{"$f":"IF($D207=\"Full\",'Failure Persistence Storage'!AB207,0)","v":0},{"$f":"IF($D207=\"Full\",'Failure Persistence Storage'!AE207,0)","v":0},{"$f":"IF($D207=\"Full\",'Failure Persistence Storage'!AF207,0)","v":0},{"$f":"IF($D207=\"Full\",'Failure Persistence Storage'!AI207,0)","v":0},{"$f":"IF($D207=\"Full\",'Failure Persistence Storage'!AJ207,0)","v":0},{"$f":"IF($D207=\"Full\",'Failure Persistence Storage'!AM207,0)","v":0},{"$f":"IF($D207=\"Full\",'Failure Persistence Storage'!AN207,0)","v":0},{"$f":"IF($D207=\"Full\",'Failure Persistence Storage'!AQ207,0)","v":0},{"$f":"IF($D207=\"Full\",'Failure Persistence Storage'!AR207,0)","v":0},{"$f":"IF($D207=\"Full\",'Failure Persistence Storage'!AU207,0)","v":0},{"$f":"IF($D207=\"Full\",'Failure Persistence Storage'!AV207,0)","v":0},{"$f":"IF($D207=\"Full\",'Failure Persistence Storage'!AY207,0)","v":0},{"$f":"IF($D207=\"Full\",'Failure Persistence Storage'!AZ207,0)","v":0},{"$f":"IF($D207=\"Full\",'Failure Persistence Storage'!BC207,0)","v":0},{"$f":"IF($D207=\"Full\",'Failure Persistence Storage'!BD207,0)","v":0},{"$f":"IF($D207=\"Full\",'Failure Persistence Storage'!BG207,0)","v":0},{"$f":"IF($D207=\"Full\",'Failure Persistence Storage'!BH207,0)","v":0},{"$f":"IF($D207=\"Full\",'Failure Persistence Storage'!BK207,0)","v":0},{"$f":"IF($D207=\"Full\",'Failure Persistence Storage'!BL207,0)","v":0},{"$f":"IF($D207=\"Full\",'Failure Persistence Storage'!BO207,0)","v":0},{"$f":"IF($D207=\"Full\",'Failure Persistence Storage'!BP207,0)","v":0},{"$f":"IF($D207=\"Full\",'Failure Persistence Storage'!BS207,0)","v":0},{"$f":"IF($D207=\"Full\",'Failure Persistence Storage'!BT207,0)","v":0},{"$f":"IF($D207=\"Full\",'Failure Persistence Storage'!BW207,0)","v":0},{"$f":"IF($D207=\"Full\",'Failure Persistence Storage'!BX207,0)","v":0},{"$f":"IF($D207=\"Full\",'Failure Persistence Storage'!CA207,0)","v":0},{"$f":"IF($D207=\"Full\",'Failure Persistence Storage'!CB207,0)","v":0},{"$f":"IF($D207=\"Full\",'Failure Persistence Storage'!CE207,0)","v":0},{"$f":"IF($D207=\"Full\",'Failure Persistence Storage'!CF207,0)","v":0},{"$f":"IF($D207=\"Full\",'Failure Persistence Storage'!CI207,0)","v":0},{"$f":"IF($D207=\"Full\",'Failure Persistence Storage'!CJ207,0)","v":0},{"$f":"IF($D207=\"Full\",'Failure Persistence Storage'!CM207,0)","v":0},{"$f":"IF($D207=\"Full\",'Failure Persistence Storage'!CN207,0)","v":0},{"$f":"IF($D207=\"Full\",'Failure Persistence Storage'!CQ207,0)","v":0},{"$f":"IF($D207=\"Full\",'Failure Persistence Storage'!CR207,0)","v":0},{"$f":"IF($D207=\"Full\",'Failure Persistence Storage'!CU207,0)","v":0},{"$f":"IF($D207=\"Full\",'Failure Persistence Storage'!CV207,0)","v":0},{"$f":"IF($D207=\"Full\",'Failure Persistence Storage'!CY207,0)","v":0},{"$f":"IF($D207=\"Full\",'Failure Persistence Storage'!CZ207,0)","v":0},{"$f":"IF($D207=\"Full\",'Failure Persistence Storage'!DC207,0)","v":0},{"$f":"IF($D207=\"Full\",'Failure Persistence Storage'!DD207,0)","v":0},{"$f":"IF($D207=\"Full\",'Failure Persistence Storage'!DG207,0)","v":0},{"$f":"IF($D207=\"Full\",'Failure Persistence Storage'!DH207,0)","v":0},{"$f":"IF($D207=\"Full\",'Failure Persistence Storage'!DK207,0)","v":0},{"$f":"IF($D207=\"Full\",'Failure Persistence Storage'!DL207,0)","v":0},{"$f":"IF($D207=\"Full\",'Failure Persistence Storage'!DO207,0)","v":0},{"$f":"IF($D207=\"Full\",'Failure Persistence Storage'!DP207,0)","v":0},{"$f":"IF($D207=\"Full\",'Failure Persistence Storage'!DS207,0)","v":0},{"$f":"IF($D207=\"Full\",'Failure Persistence Storage'!DT207,0)","v":0},{"$f":"IF($D207=\"Full\",'Failure Persistence Storage'!DW207,0)","v":0},{"$f":"IF($D207=\"Full\",'Failure Persistence Storage'!DX207,0)","v":0},{"$f":"IF($D207=\"Full\",'Failure Persistence Storage'!EA207,0)","v":0},{"$f":"IF($D207=\"Full\",'Failure Persistence Storage'!EB207,0)","v":0},{"$f":"IF($D207=\"Full\",'Failure Persistence Storage'!EE207,0)","v":0},{"$f":"IF($D207=\"Full\",'Failure Persistence Storage'!EF207,0)","v":0},{"$f":"IF($D207=\"Full\",'Failure Persistence Storage'!EI207,0)","v":0},{"$f":"IF($D207=\"Full\",'Failure Persistence Storage'!EJ207,0)","v":0},{"$f":"IF($D207=\"Full\",'Failure Persistence Storage'!EM207,0)","v":0},{"$f":"IF($D207=\"Full\",'Failure Persistence Storage'!EN207,0)","v":0},{"$f":"IF($D207=\"Full\",'Failure Persistence Storage'!EQ207,0)","v":0},{"$f":"IF($D207=\"Full\",'Failure Persistence Storage'!ER207,0)","v":0},{"$f":"IF($D207=\"Full\",'Failure Persistence Storage'!EU207,0)","v":0},{"$f":"IF($D207=\"Full\",'Failure Persistence Storage'!EV207,0)","v":0},{"$f":"IF($D207=\"Full\",'Failure Persistence Storage'!EY207,0)","v":0},{"$f":"IF($D207=\"Full\",'Failure Persistence Storage'!EZ207,0)","v":0},{"$f":"IF($D207=\"Full\",'Failure Persistence Storage'!FC207,0)","v":0},{"$f":"IF($D207=\"Full\",'Failure Persistence Storage'!FD207,0)","v":0},{"$f":"IF($D207=\"Full\",'Failure Persistence Storage'!FG207,0)","v":0},{"$f":"IF($D207=\"Full\",'Failure Persistence Storage'!FH207,0)","v":0},{"$f":"IF($D207=\"Full\",'Failure Persistence Storage'!FK207,0)","v":0},{"$f":"IF($D207=\"Full\",'Failure Persistence Storage'!FL207,0)","v":0},{"$f":"IF($D207=\"Full\",'Failure Persistence Storage'!FO207,0)","v":0},{"$f":"IF($D207=\"Full\",'Failure Persistence Storage'!FP207,0)","v":0},{"$f":"IF($D207=\"Full\",'Failure Persistence Storage'!FS207,0)","v":0},{"$f":"IF($D207=\"Full\",'Failure Persistence Storage'!FT207,0)","v":0},{"$f":"IF($D207=\"Full\",'Failure Persistence Storage'!FW207,0)","v":0},{"$f":"IF($D207=\"Full\",'Failure Persistence Storage'!FX207,0)","v":0},{"$f":"IF($D207=\"Full\",'Failure Persistence Storage'!GA207,0)","v":0},{"$f":"IF($D207=\"Full\",'Failure Persistence Storage'!GB207,0)","v":0},{"$f":"IF($D207=\"Full\",'Failure Persistence Storage'!GE207,0)","v":0},{"$f":"IF($D207=\"Full\",'Failure Persistence Storage'!GF207,0)","v":0},{"$f":"IF($D207=\"Full\",'Failure Persistence Storage'!GI207,0)","v":0},{"$f":"IF($D207=\"Full\",'Failure Persistence Storage'!GJ207,0)","v":0},{"$f":"IF($D207=\"Full\",'Failure Persistence Storage'!GM207,0)","v":0},{"$f":"IF($D207=\"Full\",'Failure Persistence Storage'!GN207,0)","v":0},{"$f":"IF($D207=\"Full\",'Failure Persistence Storage'!GQ207,0)","v":0},{"$f":"IF($D207=\"Full\",'Failure Persistence Storage'!GR207,0)","v":0},{"$f":"IF($D207=\"Full\",'Failure Persistence Storage'!GU207,0)","v":0},{"$f":"IF($D207=\"Full\",'Failure Persistence Storage'!GV207,0)","v":0},{"$f":"IF($D207=\"Full\",'Failure Persistence Storage'!GY207,0)","v":0},{"$f":"IF($D207=\"Full\",'Failure Persistence Storage'!GZ207,0)","v":0},{"$f":"IF($D207=\"Full\",'Failure Persistence Storage'!HC207,0)","v":0},{"$f":"IF($D207=\"Full\",'Failure Persistence Storage'!HD207,0)","v":0},{"$f":"IF($D207=\"Full\",'Failure Persistence Storage'!HG207,0)","v":0},{"$f":"IF($D207=\"Full\",'Failure Persistence Storage'!HH207,0)","v":0},{"$f":"IF($D207=\"Full\",'Failure Persistence Storage'!HK207,0)","v":0},{"$f":"IF($D207=\"Full\",'Failure Persistence Storage'!HL207,0)","v":0},{"$f":"IF($D207=\"Full\",'Failure Persistence Storage'!HO207,0)","v":0}]
[null,null,null,null,null,null,null,null,null,null,null,null,null,null,null,null,null,null,null,null,null,null,null,null,null,null,null," ",{"$f":"IF($D212=0,\" \",1/AB212)","v":" "},{"$f":"IF($D212=0,\" \",IF(AB$37<5,$J212/5*AB$37,IF(AB$37<=90,MIN(($J212+($K212-$J212)/45*(AB$37-5)),$L212),$L212-($L212-MIN(($J212+($K212-$J212)/45*85),$L212))/5*(95-AB$37)))/AB212)","v":" "},{"$f":"IF($D212=0,\" \",AB212*AD212)","v":" "},{"$f":"IF($D212=0,\" \",1/($I212*(100-AF$37)/100))","v":" "},{"$f":"IF($D212=0,\" \",1/AF212)","v":" "},{"$f":"IF($D212=0,\" \",IF(AF$37<5,$J212/5*AF$37,IF(AF$37<=90,MIN(($J212+($K212-$J212)/45*(AF$37-5)),$L212),$L212-($L212-MIN(($J212+($K212-$J212)/45*85),$L212))/5*(95-AF$37)))/AF212)","v":" "},{"$f":"IF($D212=0,\" \",AF212*AH212)","v":" "}," ",{"$f":"IF($D212=0,\" \",1/AJ212)","v":" "},{"$f":"IF($D212=0,\" \",IF(AJ$37<5,$J212/5*AJ$37,IF(AJ$37<=90,MIN(($J212+($K212-$J212)/45*(AJ$37-5)),$L212),$L212-($L212-MIN(($J212+($K212-$J212)/45*85),$L212))/5*(95-AJ$37)))/AJ212)","v":" "},{"$f":"IF($D212=0,\" \",AJ212*AL212)","v":" "}," ",{"$f":"IF($D212=0,\" \",1/AN212)","v":" "},{"$f":"IF($D212=0,\" \",IF(AN$37<5,$J212/5*AN$37,IF(AN$37<=90,MIN(($J212+($K212-$J212)/45*(AN$37-5)),$L212),$L212-($L212-MIN(($J212+($K212-$J212)/45*85),$L212))/5*(95-AN$37)))/AN212)","v":" "},{"$f":"IF($D212=0,\" \",AN212*AP212)","v":" "}," ",{"$f":"IF($D212=0,\" \",1/AR212)","v":" "},{"$f":"IF($D212=0,\" \",IF(AR$37<5,$J212/5*AR$37,IF(AR$37<=90,MIN(($J212+($K212-$J212)/45*(AR$37-5)),$L212),$L212-($L212-MIN(($J212+($K212-$J212)/45*85),$L212))/5*(95-AR$37)))/AR212)","v":" "},{"$f":"IF($D212=0,\" \",AR212*AT212)","v":" "}," ",{"$f":"IF($D212=0,\" \",1/AV212)","v":" "},{"$f":"IF($D212=0,\" \",IF(AV$37<5,$J212/5*AV$37,IF(AV$37<=90,MIN(($J212+($K212-$J212)/45*(AV$37-5)),$L212),$L212-($L212-MIN(($J212+($K212-$J212)/45*85),$L212))/5*(95-AV$37)))/AV212)","v":" "},{"$f":"IF($D212=0,\" \",AV212*AX212)","v":" "}," ",{"$f":"IF($D212=0,\" \",1/AZ212)","v":" "},{"$f":"IF($D212=0,\" \",IF(AZ$37<5,$J212/5*AZ$37,IF(AZ$37<=90,MIN(($J212+($K212-$J212)/45*(AZ$37-5)),$L212),$L212-($L212-MIN(($J212+($K212-$J212)/45*85),$L212))/5*(95-AZ$37)))/AZ212)","v":" "},{"$f":"IF($D212=0,\" \",AZ212*BB212)","v":" "}," ",{"$f":"IF($D212=0,\" \",1/BD212)","v":" "},{"$f":"IF($D212=0,\" \",IF(BD$37<5,$J212/5*BD$37,IF(BD$37<=90,MIN(($J212+($K212-$J212)/45*(BD$37-5)),$L212),$L212-($L212-MIN(($J212+($K212-$J212)/45*85),$L212))/5*(95-BD$37)))/BD212)","v":" "},{"$f":"IF($D212=0,\" \",BD212*BF212)","v":" "}," ",{"$f":"IF($D212=0,\" \",1/BH212)","v":" "},{"$f":"IF($D212=0,\" \",IF(BH$37<5,$J212/5*BH$37,IF(BH$37<=90,MIN(($J212+($K212-$J212)/45*(BH$37-5)),$L212),$L212-($L212-MIN(($J212+($K212-$J212)/45*85),$L212))/5*(95-BH$37)))/BH212)","v":" "},{"$f":"IF($D212=0,\" \",BH212*BJ212)","v":" "}," ",{"$f":"IF($D212=0,\" \",1/BL212)","v":" "},{"$f":"IF($D212=0,\" \",IF(BL$37<5,$J212/5*BL$37,IF(BL$37<=90,MIN(($J212+($K212-$J212)/45*(BL$37-5)),$L212),$L212-($L212-MIN(($J212+($K212-$J212)/45*85),$L212))/5*(95-BL$37)))/BL212)","v":" "},{"$f":"IF($D212=0,\" \",BL212*BN212)","v":" "}," ",{"$f":"IF($D212=0,\" \",1/BP212)","v":" "},{"$f":"IF($D212=0,\" \",IF(BP$37<5,$J212/5*BP$37,IF(BP$37<=90,MIN(($J212+($K212-$J212)/45*(BP$37-5)),$L212),$L212-($L212-MIN(($J212+($K212-$J212)/45*85),$L212))/5*(95-BP$37)))/BP212)","v":" "},{"$f":"IF($D212=0,\" \",BP212*BR212)","v":" "}," ",{"$f":"IF($D212=0,\" \",1/BT212)","v":" "},{"$f":"IF($D212=0,\" \",IF(BT$37<5,$J212/5*BT$37,IF(BT$37<=90,MIN(($J212+($K212-$J212)/45*(BT$37-5)),$L212),$L212-($L212-MIN(($J212+($K212-$J212)/45*85),$L212))/5*(95-BT$37)))/BT212)","v":" "},{"$f":"IF($D212=0,\" \",BT212*BV212)","v":" "}," ",{"$f":"IF($D212=0,\" \",1/BX212)","v":" "},{"$f":"IF($D212=0,\" \",IF(BX$37<5,$J212/5*BX$37,IF(BX$37<=90,MIN(($J212+($K212-$J212)/45*(BX$37-5)),$L212),$L212-($L212-MIN(($J212+($K212-$J212)/45*85),$L212))/5*(95-BX$37)))/BX212)","v":" "},{"$f":"IF($D212=0,\" \",BX212*BZ212)","v":" "}," ",{"$f":"IF($D212=0,\" \",1/CB212)","v":" "},{"$f":"IF($D212=0,\" \",IF(CB$37<5,$J212/5*CB$37,IF(CB$37<=90,MIN(($J212+($K212-$J212)/45*(CB$37-5)),$L212),$L212-($L212-MIN(($J212+($K212-$J212)/45*85),$L212))/5*(95-CB$37)))/CB212)","v":" "},{"$f":"IF($D212=0,\" \",CB212*CD212)","v":" "}," ",{"$f":"IF($D212=0,\" \",1/CF212)","v":" "},{"$f":"IF($D212=0,\" \",IF(CF$37<5,$J212/5*CF$37,IF(CF$37<=90,MIN(($J212+($K212-$J212)/45*(CF$37-5)),$L212),$L212-($L212-MIN(($J212+($K212-$J212)/45*85),$L212))/5*(95-CF$37)))/CF212)","v":" "},{"$f":"IF($D212=0,\" \",CF212*CH212)","v":" "}," ",{"$f":"IF($D212=0,\" \",1/CJ212)","v":" "},{"$f":"IF($D212=0,\" \",IF(CJ$37<5,$J212/5*CJ$37,IF(CJ$37<=90,MIN(($J212+($K212-$J212)/45*(CJ$37-5)),$L212),$L212-($L212-MIN(($J212+($K212-$J212)/45*85),$L212))/5*(95-CJ$37)))/CJ212)","v":" "},{"$f":"IF($D212=0,\" \",CJ212*CL212)","v":" "}," ",{"$f":"IF($D212=0,\" \",1/CN212)","v":" "},{"$f":"IF($D212=0,\" \",IF(CN$37<5,$J212/5*CN$37,IF(CN$37<=90,MIN(($J212+($K212-$J212)/45*(CN$37-5)),$L212),$L212-($L212-MIN(($J212+($K212-$J212)/45*85),$L212))/5*(95-CN$37)))/CN212)","v":" "},{"$f":"IF($D212=0,\" \",CN212*CP212)","v":" "},{"$f":"IF($D212=0,\" \",1/($I212*(100-CR$37)/100))","v":" "},{"$f":"IF($D212=0,\" \",1/CR212)","v":" "},{"$f":"IF($D212=0,\" \",IF(CR$37<5,$J212/5*CR$37,IF(CR$37<=90,MIN(($J212+($K212-$J212)/45*(CR$37-5)),$L212),$L212-($L212-MIN(($J212+($K212-$J212)/45*85),$L212))/5*(95-CR$37)))/CR212)","v":" "},{"$f":"IF($D212=0,\" \",CR212*CT212)","v":" "}," ",{"$f":"IF($D212=0,\" \",1/CV212)","v":" "},{"$f":"IF($D212=0,\" \",IF(CV$37<5,$J212/5*CV$37,IF(CV$37<=90,MIN(($J212+($K212-$J212)/45*(CV$37-5)),$L212),$L212-($L212-MIN(($J212+($K212-$J212)/45*85),$L212))/5*(95-CV$37)))/CV212)","v":" "},{"$f":"IF($D212=0,\" \",CV212*CX212)","v":" "}," ",{"$f":"IF($D212=0,\" \",1/CZ212)","v":" "},{"$f":"IF($D212=0,\" \",IF(CZ$37<5,$J212/5*CZ$37,IF(CZ$37<=90,MIN(($J212+($K212-$J212)/45*(CZ$37-5)),$L212),$L212-($L212-MIN(($J212+($K212-$J212)/45*85),$L212))/5*(95-CZ$37)))/CZ212)","v":" "},{"$f":"IF($D212=0,\" \",CZ212*DB212)","v":" "}," ",{"$f":"IF($D212=0,\" \",1/DD212)","v":" "},{"$f":"IF($D212=0,\" \",IF(DD$37<5,$J212/5*DD$37,IF(DD$37<=90,MIN(($J212+($K212-$J212)/45*(DD$37-5)),$L212),$L212-($L212-MIN(($J212+($K212-$J212)/45*85),$L212))/5*(95-DD$37)))/DD212)","v":" "},{"$f":"IF($D212=0,\" \",DD212*DF212)","v":" "}," ",{"$f":"IF($D212=0,\" \",1/DH212)","v":" "},{"$f":"IF($D212=0,\" \",IF(DH$37<5,$J212/5*DH$37,IF(DH$37<=90,MIN(($J212+($K212-$J212)/45*(DH$37-5)),$L212),$L212-($L212-MIN(($J212+($K212-$J212)/45*85),$L212))/5*(95-DH$37)))/DH212)","v":" "},{"$f":"IF($D212=0,\" \",DH212*DJ212)","v":" "}," ",{"$f":"IF($D212=0,\" \",1/DL212)","v":" "},{"$f":"IF($D212=0,\" \",IF(DL$37<5,$J212/5*DL$37,IF(DL$37<=90,MIN(($J212+($K212-$J212)/45*(DL$37-5)),$L212),$L212-($L212-MIN(($J212+($K212-$J212)/45*85),$L212))/5*(95-DL$37)))/DL212)","v":" "},{"$f":"IF($D212=0,\" \",DL212*DN212)","v":" "}," ",{"$f":"IF($D212=0,\" \",1/DP212)","v":" "},{"$f":"IF($D212=0,\" \",IF(DP$37<5,$J212/5*DP$37,IF(DP$37<=90,MIN(($J212+($K212-$J212)/45*(DP$37-5)),$L212),$L212-($L212-MIN(($J212+($K212-$J212)/45*85),$L212))/5*(95-DP$37)))/DP212)","v":" "},{"$f":"IF($D212=0,\" \",DP212*DR212)","v":" "}," ",{"$f":"IF($D212=0,\" \",1/DT212)","v":" "},{"$f":"IF($D212=0,\" \",IF(DT$37<5,$J212/5*DT$37,IF(DT$37<=90,MIN(($J212+($K212-$J212)/45*(DT$37-5)),$L212),$L212-($L212-MIN(($J212+($K212-$J212)/45*85),$L212))/5*(95-DT$37)))/DT212)","v":" "},{"$f":"IF($D212=0,\" \",DT212*DV212)","v":" "}," ",{"$f":"IF($D212=0,\" \",1/DX212)","v":" "},{"$f":"IF($D212=0,\" \",IF(DX$37<5,$J212/5*DX$37,IF(DX$37<=90,MIN(($J212+($K212-$J212)/45*(DX$37-5)),$L212),$L212-($L212-MIN(($J212+($K212-$J212)/45*85),$L212))/5*(95-DX$37)))/DX212)","v":" "},{"$f":"IF($D212=0,\" \",DX212*DZ212)","v":" "}," ",{"$f":"IF($D212=0,\" \",1/EB212)","v":" "},{"$f":"IF($D212=0,\" \",IF(EB$37<5,$J212/5*EB$37,IF(EB$37<=90,MIN(($J212+($K212-$J212)/45*(EB$37-5)),$L212),$L212-($L212-MIN(($J212+($K212-$J212)/45*85),$L212))/5*(95-EB$37)))/EB212)","v":" "},{"$f":"IF($D212=0,\" \",EB212*ED212)","v":" "}," ",{"$f":"IF($D212=0,\" \",1/EF212)","v":" "},{"$f":"IF($D212=0,\" \",IF(EF$37<5,$J212/5*EF$37,IF(EF$37<=90,MIN(($J212+($K212-$J212)/45*(EF$37-5)),$L212),$L212-($L212-MIN(($J212+($K212-$J212)/45*85),$L212))/5*(95-EF$37)))/EF212)","v":" "},{"$f":"IF($D212=0,\" \",EF212*EH212)","v":" "}," ",{"$f":"IF($D212=0,\" \",1/EJ212)","v":" "},{"$f":"IF($D212=0,\" \",IF(EJ$37<5,$J212/5*EJ$37,IF(EJ$37<=90,MIN(($J212+($K212-$J212)/45*(EJ$37-5)),$L212),$L212-($L212-MIN(($J212+($K212-$J212)/45*85),$L212))/5*(95-EJ$37)))/EJ212)","v":" "},{"$f":"IF($D212=0,\" \",EJ212*EL212)","v":" "}," ",{"$f":"IF($D212=0,\" \",1/EN212)","v":" "},{"$f":"IF($D212=0,\" \",IF(EN$37<5,$J212/5*EN$37,IF(EN$37<=90,MIN(($J212+($K212-$J212)/45*(EN$37-5)),$L212),$L212-($L212-MIN(($J212+($K212-$J212)/45*85),$L212))/5*(95-EN$37)))/EN212)","v":" "},{"$f":"IF($D212=0,\" \",EN212*EP212)","v":" "}," ",{"$f":"IF($D212=0,\" \",1/ER212)","v":" "},{"$f":"IF($D212=0,\" \",IF(ER$37<5,$J212/5*ER$37,IF(ER$37<=90,MIN(($J212+($K212-$J212)/45*(ER$37-5)),$L212),$L212-($L212-MIN(($J212+($K212-$J212)/45*85),$L212))/5*(95-ER$37)))/ER212)","v":" "},{"$f":"IF($D212=0,\" \",ER212*ET212)","v":" "}," ",{"$f":"IF($D212=0,\" \",1/EV212)","v":" "},{"$f":"IF($D212=0,\" \",IF(EV$37<5,$J212/5*EV$37,IF(EV$37<=90,MIN(($J212+($K212-$J212)/45*(EV$37-5)),$L212),$L212-($L212-MIN(($J212+($K212-$J212)/45*85),$L212))/5*(95-EV$37)))/EV212)","v":" "},{"$f":"IF($D212=0,\" \",EV212*EX212)","v":" "}," ",{"$f":"IF($D212=0,\" \",1/EZ212)","v":" "},{"$f":"IF($D212=0,\" \",IF(EZ$37<5,$J212/5*EZ$37,IF(EZ$37<=90,MIN(($J212+($K212-$J212)/45*(EZ$37-5)),$L212),$L212-($L212-MIN(($J212+($K212-$J212)/45*85),$L212))/5*(95-EZ$37)))/EZ212)","v":" "},{"$f":"IF($D212=0,\" \",EZ212*FB212)","v":" "},{"$f":"IF($D212=0,\" \",1/($I212*(100-FD$37)/100))","v":" "},{"$f":"IF($D212=0,\" \",1/FD212)","v":" "},{"$f":"IF($D212=0,\" \",IF(FD$37<5,$J212/5*FD$37,IF(FD$37<=90,MIN(($J212+($K212-$J212)/45*(FD$37-5)),$L212),$L212-($L212-MIN(($J212+($K212-$J212)/45*85),$L212))/5*(95-FD$37)))/FD212)","v":" "},{"$f":"IF($D212=0,\" \",FD212*FF212)","v":" "}," ",{"$f":"IF($D212=0,\" \",1/FH212)","v":" "},{"$f":"IF($D212=0,\" \",IF(FH$37<5,$J212/5*FH$37,IF(FH$37<=90,MIN(($J212+($K212-$J212)/45*(FH$37-5)),$L212),$L212-($L212-MIN(($J212+($K212-$J212)/45*85),$L212))/5*(95-FH$37)))/FH212)","v":" "},{"$f":"IF($D212=0,\" \",FH212*FJ212)","v":" "}," ",{"$f":"IF($D212=0,\" \",1/FL212)","v":" "},{"$f":"IF($D212=0,\" \",IF(FL$37<5,$J212/5*FL$37,IF(FL$37<=90,MIN(($J212+($K212-$J212)/45*(FL$37-5)),$L212),$L212-($L212-MIN(($J212+($K212-$J212)/45*85),$L212))/5*(95-FL$37)))/FL212)","v":" "},{"$f":"IF($D212=0,\" \",FL212*FN212)","v":" "}," ",{"$f":"IF($D212=0,\" \",1/FP212)","v":" "},{"$f":"IF($D212=0,\" \",IF(FP$37<5,$J212/5*FP$37,IF(FP$37<=90,MIN(($J212+($K212-$J212)/45*(FP$37-5)),$L212),$L212-($L212-MIN(($J212+($K212-$J212)/45*85),$L212))/5*(95-FP$37)))/FP212)","v":" "},{"$f":"IF($D212=0,\" \",FP212*FR212)","v":" "}," ",{"$f":"IF($D212=0,\" \",1/FT212)","v":" "},{"$f":"IF($D212=0,\" \",IF(FT$37<5,$J212/5*FT$37,IF(FT$37<=90,MIN(($J212+($K212-$J212)/45*(FT$37-5)),$L212),$L212-($L212-MIN(($J212+($K212-$J212)/45*85),$L212))/5*(95-FT$37)))/FT212)","v":" "},{"$f":"IF($D212=0,\" \",FT212*FV212)","v":" "}," ",{"$f":"IF($D212=0,\" \",1/FX212)","v":" "},{"$f":"IF($D212=0,\" \",IF(FX$37<5,$J212/5*FX$37,IF(FX$37<=90,MIN(($J212+($K212-$J212)/45*(FX$37-5)),$L212),$L212-($L212-MIN(($J212+($K212-$J212)/45*85),$L212))/5*(95-FX$37)))/FX212)","v":" "},{"$f":"IF($D212=0,\" \",FX212*FZ212)","v":" "}," ",{"$f":"IF($D212=0,\" \",1/GB212)","v":" "},{"$f":"IF($D212=0,\" \",IF(GB$37<5,$J212/5*GB$37,IF(GB$37<=90,MIN(($J212+($K212-$J212)/45*(GB$37-5)),$L212),$L212-($L212-MIN(($J212+($K212-$J212)/45*85),$L212))/5*(95-GB$37)))/GB212)","v":" "},{"$f":"IF($D212=0,\" \",GB212*GD212)","v":" "}," ",{"$f":"IF($D212=0,\" \",1/GF212)","v":" "},{"$f":"IF($D212=0,\" \",IF(GF$37<5,$J212/5*GF$37,IF(GF$37<=90,MIN(($J212+($K212-$J212)/45*(GF$37-5)),$L212),$L212-($L212-MIN(($J212+($K212-$J212)/45*85),$L212))/5*(95-GF$37)))/GF212)","v":" "},{"$f":"IF($D212=0,\" \",GF212*GH212)","v":" "}," ",{"$f":"IF($D212=0,\" \",1/GJ212)","v":" "},{"$f":"IF($D212=0,\" \",IF(GJ$37<5,$J212/5*GJ$37,IF(GJ$37<=90,MIN(($J212+($K212-$J212)/45*(GJ$37-5)),$L212),$L212-($L212-MIN(($J212+($K212-$J212)/45*85),$L212))/5*(95-GJ$37)))/GJ212)","v":" "},{"$f":"IF($D212=0,\" \",GJ212*GL212)","v":" "}," ",{"$f":"IF($D212=0,\" \",1/GN212)","v":" "},{"$f":"IF($D212=0,\" \",IF(GN$37<5,$J212/5*GN$37,IF(GN$37<=90,MIN(($J212+($K212-$J212)/45*(GN$37-5)),$L212),$L212-($L212-MIN(($J212+($K212-$J212)/45*85),$L212))/5*(95-GN$37)))/GN212)","v":" "},{"$f":"IF($D212=0,\" \",GN212*GP212)","v":" "}," ",{"$f":"IF($D212=0,\" \",1/GR212)","v":" "},{"$f":"IF($D212=0,\" \",IF(GR$37<5,$J212/5*GR$37,IF(GR$37<=90,MIN(($J212+($K212-$J212)/45*(GR$37-5)),$L212),$L212-($L212-MIN(($J212+($K212-$J212)/45*85),$L212))/5*(95-GR$37)))/GR212)","v":" "},{"$f":"IF($D212=0,\" \",GR212*GT212)","v":" "}," ",{"$f":"IF($D212=0,\" \",1/GV212)","v":" "},{"$f":"IF($D212=0,\" \",IF(GV$37<5,$J212/5*GV$37,IF(GV$37<=90,MIN(($J212+($K212-$J212)/45*(GV$37-5)),$L212),$L212-($L212-MIN(($J212+($K212-$J212)/45*85),$L212))/5*(95-GV$37)))/GV212)","v":" "},{"$f":"IF($D212=0,\" \",GV212*GX212)","v":" "}," ",{"$f":"IF($D212=0,\" \",1/GZ212)","v":" "},{"$f":"IF($D212=0,\" \",IF(GZ$37<5,$J212/5*GZ$37,IF(GZ$37<=90,MIN(($J212+($K212-$J212)/45*(GZ$37-5)),$L212),$L212-($L212-MIN(($J212+($K212-$J212)/45*85),$L212))/5*(95-GZ$37)))/GZ212)","v":" "},{"$f":"IF($D212=0,\" \",GZ212*HB212)","v":" "}," ",{"$f":"IF($D212=0,\" \",1/HD212)","v":" "},{"$f":"IF($D212=0,\" \",IF(HD$37<5,$J212/5*HD$37,IF(HD$37<=90,MIN(($J212+($K212-$J212)/45*(HD$37-5)),$L212),$L212-($L212-MIN(($J212+($K212-$J212)/45*85),$L212))/5*(95-HD$37)))/HD212)","v":" "},{"$f":"IF($D212=0,\" \",HD212*HF212)","v":" "}," ",{"$f":"IF($D212=0,\" \",1/HH212)","v":" "},{"$f":"IF($D212=0,\" \",IF(HH$37<5,$J212/5*HH$37,IF(HH$37<=90,MIN(($J212+($K212-$J212)/45*(HH$37-5)),$L212),$L212-($L212-MIN(($J212+($K212-$J212)/45*85),$L212))/5*(95-HH$37)))/HH212)","v":" "},{"$f":"IF($D212=0,\" \",HH212*HJ212)","v":" "}," ",{"$f":"IF($D212=0,\" \",1/HL212)","v":" "},{"$f":"IF($D212=0,\" \",IF(HL$37<5,$J212/5*HL$37,IF(HL$37<=90,MIN(($J212+($K212-$J212)/45*(HL$37-5)),$L212),$L212-($L212-MIN(($J212+($K212-$J212)/45*85),$L212))/5*(95-HL$37)))/HL212)","v":" "},{"$f":"IF($D212=0,\" \",HL212*HN212)","v":" "},null,{"$f":"IF($D212=\"Full\",'Failure Persistence Storage'!AB212,0)","v":0},{"$f":"IF($D212=\"Full\",'Failure Persistence Storage'!AE212,0)","v":0},{"$f":"IF($D212=\"Full\",'Failure Persistence Storage'!AF212,0)","v":0},{"$f":"IF($D212=\"Full\",'Failure Persistence Storage'!AI212,0)","v":0},{"$f":"IF($D212=\"Full\",'Failure Persistence Storage'!AJ212,0)","v":0},{"$f":"IF($D212=\"Full\",'Failure Persistence Storage'!AM212,0)","v":0},{"$f":"IF($D212=\"Full\",'Failure Persistence Storage'!AN212,0)","v":0},{"$f":"IF($D212=\"Full\",'Failure Persistence Storage'!AQ212,0)","v":0},{"$f":"IF($D212=\"Full\",'Failure Persistence Storage'!AR212,0)","v":0},{"$f":"IF($D212=\"Full\",'Failure Persistence Storage'!AU212,0)","v":0},{"$f":"IF($D212=\"Full\",'Failure Persistence Storage'!AV212,0)","v":0},{"$f":"IF($D212=\"Full\",'Failure Persistence Storage'!AY212,0)","v":0},{"$f":"IF($D212=\"Full\",'Failure Persistence Storage'!AZ212,0)","v":0},{"$f":"IF($D212=\"Full\",'Failure Persistence Storage'!BC212,0)","v":0},{"$f":"IF($D212=\"Full\",'Failure Persistence Storage'!BD212,0)","v":0},{"$f":"IF($D212=\"Full\",'Failure Persistence Storage'!BG212,0)","v":0},{"$f":"IF($D212=\"Full\",'Failure Persistence Storage'!BH212,0)","v":0},{"$f":"IF($D212=\"Full\",'Failure Persistence Storage'!BK212,0)","v":0},{"$f":"IF($D212=\"Full\",'Failure Persistence Storage'!BL212,0)","v":0},{"$f":"IF($D212=\"Full\",'Failure Persistence Storage'!BO212,0)","v":0},{"$f":"IF($D212=\"Full\",'Failure Persistence Storage'!BP212,0)","v":0},{"$f":"IF($D212=\"Full\",'Failure Persistence Storage'!BS212,0)","v":0},{"$f":"IF($D212=\"Full\",'Failure Persistence Storage'!BT212,0)","v":0},{"$f":"IF($D212=\"Full\",'Failure Persistence Storage'!BW212,0)","v":0},{"$f":"IF($D212=\"Full\",'Failure Persistence Storage'!BX212,0)","v":0},{"$f":"IF($D212=\"Full\",'Failure Persistence Storage'!CA212,0)","v":0},{"$f":"IF($D212=\"Full\",'Failure Persistence Storage'!CB212,0)","v":0},{"$f":"IF($D212=\"Full\",'Failure Persistence Storage'!CE212,0)","v":0},{"$f":"IF($D212=\"Full\",'Failure Persistence Storage'!CF212,0)","v":0},{"$f":"IF($D212=\"Full\",'Failure Persistence Storage'!CI212,0)","v":0},{"$f":"IF($D212=\"Full\",'Failure Persistence Storage'!CJ212,0)","v":0},{"$f":"IF($D212=\"Full\",'Failure Persistence Storage'!CM212,0)","v":0},{"$f":"IF($D212=\"Full\",'Failure Persistence Storage'!CN212,0)","v":0},{"$f":"IF($D212=\"Full\",'Failure Persistence Storage'!CQ212,0)","v":0},{"$f":"IF($D212=\"Full\",'Failure Persistence Storage'!CR212,0)","v":0},{"$f":"IF($D212=\"Full\",'Failure Persistence Storage'!CU212,0)","v":0},{"$f":"IF($D212=\"Full\",'Failure Persistence Storage'!CV212,0)","v":0},{"$f":"IF($D212=\"Full\",'Failure Persistence Storage'!CY212,0)","v":0},{"$f":"IF($D212=\"Full\",'Failure Persistence Storage'!CZ212,0)","v":0},{"$f":"IF($D212=\"Full\",'Failure Persistence Storage'!DC212,0)","v":0},{"$f":"IF($D212=\"Full\",'Failure Persistence Storage'!DD212,0)","v":0},{"$f":"IF($D212=\"Full\",'Failure Persistence Storage'!DG212,0)","v":0},{"$f":"IF($D212=\"Full\",'Failure Persistence Storage'!DH212,0)","v":0},{"$f":"IF($D212=\"Full\",'Failure Persistence Storage'!DK212,0)","v":0},{"$f":"IF($D212=\"Full\",'Failure Persistence Storage'!DL212,0)","v":0},{"$f":"IF($D212=\"Full\",'Failure Persistence Storage'!DO212,0)","v":0},{"$f":"IF($D212=\"Full\",'Failure Persistence Storage'!DP212,0)","v":0},{"$f":"IF($D212=\"Full\",'Failure Persistence Storage'!DS212,0)","v":0},{"$f":"IF($D212=\"Full\",'Failure Persistence Storage'!DT212,0)","v":0},{"$f":"IF($D212=\"Full\",'Failure Persistence Storage'!DW212,0)","v":0},{"$f":"IF($D212=\"Full\",'Failure Persistence Storage'!DX212,0)","v":0},{"$f":"IF($D212=\"Full\",'Failure Persistence Storage'!EA212,0)","v":0},{"$f":"IF($D212=\"Full\",'Failure Persistence Storage'!EB212,0)","v":0},{"$f":"IF($D212=\"Full\",'Failure Persistence Storage'!EE212,0)","v":0},{"$f":"IF($D212=\"Full\",'Failure Persistence Storage'!EF212,0)","v":0},{"$f":"IF($D212=\"Full\",'Failure Persistence Storage'!EI212,0)","v":0},{"$f":"IF($D212=\"Full\",'Failure Persistence Storage'!EJ212,0)","v":0},{"$f":"IF($D212=\"Full\",'Failure Persistence Storage'!EM212,0)","v":0},{"$f":"IF($D212=\"Full\",'Failure Persistence Storage'!EN212,0)","v":0},{"$f":"IF($D212=\"Full\",'Failure Persistence Storage'!EQ212,0)","v":0},{"$f":"IF($D212=\"Full\",'Failure Persistence Storage'!ER212,0)","v":0},{"$f":"IF($D212=\"Full\",'Failure Persistence Storage'!EU212,0)","v":0},{"$f":"IF($D212=\"Full\",'Failure Persistence Storage'!EV212,0)","v":0},{"$f":"IF($D212=\"Full\",'Failure Persistence Storage'!EY212,0)","v":0},{"$f":"IF($D212=\"Full\",'Failure Persistence Storage'!EZ212,0)","v":0},{"$f":"IF($D212=\"Full\",'Failure Persistence Storage'!FC212,0)","v":0},{"$f":"IF($D212=\"Full\",'Failure Persistence Storage'!FD212,0)","v":0},{"$f":"IF($D212=\"Full\",'Failure Persistence Storage'!FG212,0)","v":0},{"$f":"IF($D212=\"Full\",'Failure Persistence Storage'!FH212,0)","v":0},{"$f":"IF($D212=\"Full\",'Failure Persistence Storage'!FK212,0)","v":0},{"$f":"IF($D212=\"Full\",'Failure Persistence Storage'!FL212,0)","v":0},{"$f":"IF($D212=\"Full\",'Failure Persistence Storage'!FO212,0)","v":0},{"$f":"IF($D212=\"Full\",'Failure Persistence Storage'!FP212,0)","v":0},{"$f":"IF($D212=\"Full\",'Failure Persistence Storage'!FS212,0)","v":0},{"$f":"IF($D212=\"Full\",'Failure Persistence Storage'!FT212,0)","v":0},{"$f":"IF($D212=\"Full\",'Failure Persistence Storage'!FW212,0)","v":0},{"$f":"IF($D212=\"Full\",'Failure Persistence Storage'!FX212,0)","v":0},{"$f":"IF($D212=\"Full\",'Failure Persistence Storage'!GA212,0)","v":0},{"$f":"IF($D212=\"Full\",'Failure Persistence Storage'!GB212,0)","v":0},{"$f":"IF($D212=\"Full\",'Failure Persistence Storage'!GE212,0)","v":0},{"$f":"IF($D212=\"Full\",'Failure Persistence Storage'!GF212,0)","v":0},{"$f":"IF($D212=\"Full\",'Failure Persistence Storage'!GI212,0)","v":0},{"$f":"IF($D212=\"Full\",'Failure Persistence Storage'!GJ212,0)","v":0},{"$f":"IF($D212=\"Full\",'Failure Persistence Storage'!GM212,0)","v":0},{"$f":"IF($D212=\"Full\",'Failure Persistence Storage'!GN212,0)","v":0},{"$f":"IF($D212=\"Full\",'Failure Persistence Storage'!GQ212,0)","v":0},{"$f":"IF($D212=\"Full\",'Failure Persistence Storage'!GR212,0)","v":0},{"$f":"IF($D212=\"Full\",'Failure Persistence Storage'!GU212,0)","v":0},{"$f":"IF($D212=\"Full\",'Failure Persistence Storage'!GV212,0)","v":0},{"$f":"IF($D212=\"Full\",'Failure Persistence Storage'!GY212,0)","v":0},{"$f":"IF($D212=\"Full\",'Failure Persistence Storage'!GZ212,0)","v":0},{"$f":"IF($D212=\"Full\",'Failure Persistence Storage'!HC212,0)","v":0},{"$f":"IF($D212=\"Full\",'Failure Persistence Storage'!HD212,0)","v":0},{"$f":"IF($D212=\"Full\",'Failure Persistence Storage'!HG212,0)","v":0},{"$f":"IF($D212=\"Full\",'Failure Persistence Storage'!HH212,0)","v":0},{"$f":"IF($D212=\"Full\",'Failure Persistence Storage'!HK212,0)","v":0},{"$f":"IF($D212=\"Full\",'Failure Persistence Storage'!HL212,0)","v":0},{"$f":"IF($D212=\"Full\",'Failure Persistence Storage'!HO212,0)","v":0}]
[null,null,null,null,null,null,null,null,null,null,null,null,null,null,null,null,null,null,null,null,null,null,null,null,null,null,null," "," "," "," "," "," "," "," "," "," "," "," "," "," "," "," "," "," "," "," "," "," "," "," "," "," "," "," "," "," "," "," "," "," "," "," "," "," "," "," "," "," "," "," "," "," "," "," "," "," "," "," "," "," "," "," "," "," "," "," "," "," "," "," "," "," "," "," "," "," "," "," "," "," "," "," "," "," "," "," "," "," "," "," "," "," "," "," "," "," "," "," "," "," "," "," "," "," "," "," "," "," "," "," "," "," "," "," "," "," "," "," "," "," "," "," "," "," "," "," "," "," "," "," "," "," "," "," "," "," "," "," "," "," "," "," "," "," "," "," "," "," "," "," "," "," "," "," "," "," "," "," "," "," "," "," "," "," "," "," "," "," "," "," "," "," "," "," "," "," "," "," "," "," "," "," "," "," "," "," "," "," "," "," "," "," "," "," "," "," "," "," "," "," "," "," ",null,{"$f":"IF($D216=\"Full\",'Failure Persistence Storage'!AB216,0)","v":0},{"$f":"IF($D216=\"Full\",'Failure Persistence Storage'!AE216,0)","v":0},{"$f":"IF($D216=\"Full\",'Failure Persistence Storage'!AF216,0)","v":0},{"$f":"IF($D216=\"Full\",'Failure Persistence Storage'!AI216,0)","v":0},{"$f":"IF($D216=\"Full\",'Failure Persistence Storage'!AJ216,0)","v":0},{"$f":"IF($D216=\"Full\",'Failure Persistence Storage'!AM216,0)","v":0},{"$f":"IF($D216=\"Full\",'Failure Persistence Storage'!AN216,0)","v":0},{"$f":"IF($D216=\"Full\",'Failure Persistence Storage'!AQ216,0)","v":0},{"$f":"IF($D216=\"Full\",'Failure Persistence Storage'!AR216,0)","v":0},{"$f":"IF($D216=\"Full\",'Failure Persistence Storage'!AU216,0)","v":0},{"$f":"IF($D216=\"Full\",'Failure Persistence Storage'!AV216,0)","v":0},{"$f":"IF($D216=\"Full\",'Failure Persistence Storage'!AY216,0)","v":0},{"$f":"IF($D216=\"Full\",'Failure Persistence Storage'!AZ216,0)","v":0},{"$f":"IF($D216=\"Full\",'Failure Persistence Storage'!BC216,0)","v":0},{"$f":"IF($D216=\"Full\",'Failure Persistence Storage'!BD216,0)","v":0},{"$f":"IF($D216=\"Full\",'Failure Persistence Storage'!BG216,0)","v":0},{"$f":"IF($D216=\"Full\",'Failure Persistence Storage'!BH216,0)","v":0},{"$f":"IF($D216=\"Full\",'Failure Persistence Storage'!BK216,0)","v":0},{"$f":"IF($D216=\"Full\",'Failure Persistence Storage'!BL216,0)","v":0},{"$f":"IF($D216=\"Full\",'Failure Persistence Storage'!BO216,0)","v":0},{"$f":"IF($D216=\"Full\",'Failure Persistence Storage'!BP216,0)","v":0},{"$f":"IF($D216=\"Full\",'Failure Persistence Storage'!BS216,0)","v":0},{"$f":"IF($D216=\"Full\",'Failure Persistence Storage'!BT216,0)","v":0},{"$f":"IF($D216=\"Full\",'Failure Persistence Storage'!BW216,0)","v":0},{"$f":"IF($D216=\"Full\",'Failure Persistence Storage'!BX216,0)","v":0},{"$f":"IF($D216=\"Full\",'Failure Persistence Storage'!CA216,0)","v":0},{"$f":"IF($D216=\"Full\",'Failure Persistence Storage'!CB216,0)","v":0},{"$f":"IF($D216=\"Full\",'Failure Persistence Storage'!CE216,0)","v":0},{"$f":"IF($D216=\"Full\",'Failure Persistence Storage'!CF216,0)","v":0},{"$f":"IF($D216=\"Full\",'Failure Persistence Storage'!CI216,0)","v":0},{"$f":"IF($D216=\"Full\",'Failure Persistence Storage'!CJ216,0)","v":0},{"$f":"IF($D216=\"Full\",'Failure Persistence Storage'!CM216,0)","v":0},{"$f":"IF($D216=\"Full\",'Failure Persistence Storage'!CN216,0)","v":0},{"$f":"IF($D216=\"Full\",'Failure Persistence Storage'!CQ216,0)","v":0},{"$f":"IF($D216=\"Full\",'Failure Persistence Storage'!CR216,0)","v":0},{"$f":"IF($D216=\"Full\",'Failure Persistence Storage'!CU216,0)","v":0},{"$f":"IF($D216=\"Full\",'Failure Persistence Storage'!CV216,0)","v":0},{"$f":"IF($D216=\"Full\",'Failure Persistence Storage'!CY216,0)","v":0},{"$f":"IF($D216=\"Full\",'Failure Persistence Storage'!CZ216,0)","v":0},{"$f":"IF($D216=\"Full\",'Failure Persistence Storage'!DC216,0)","v":0},{"$f":"IF($D216=\"Full\",'Failure Persistence Storage'!DD216,0)","v":0},{"$f":"IF($D216=\"Full\",'Failure Persistence Storage'!DG216,0)","v":0},{"$f":"IF($D216=\"Full\",'Failure Persistence Storage'!DH216,0)","v":0},{"$f":"IF($D216=\"Full\",'Failure Persistence Storage'!DK216,0)","v":0},{"$f":"IF($D216=\"Full\",'Failure Persistence Storage'!DL216,0)","v":0},{"$f":"IF($D216=\"Full\",'Failure Persistence Storage'!DO216,0)","v":0},{"$f":"IF($D216=\"Full\",'Failure Persistence Storage'!DP216,0)","v":0},{"$f":"IF($D216=\"Full\",'Failure Persistence Storage'!DS216,0)","v":0},{"$f":"IF($D216=\"Full\",'Failure Persistence Storage'!DT216,0)","v":0},{"$f":"IF($D216=\"Full\",'Failure Persistence Storage'!DW216,0)","v":0},{"$f":"IF($D216=\"Full\",'Failure Persistence Storage'!DX216,0)","v":0},{"$f":"IF($D216=\"Full\",'Failure Persistence Storage'!EA216,0)","v":0},{"$f":"IF($D216=\"Full\",'Failure Persistence Storage'!EB216,0)","v":0},{"$f":"IF($D216=\"Full\",'Failure Persistence Storage'!EE216,0)","v":0},{"$f":"IF($D216=\"Full\",'Failure Persistence Storage'!EF216,0)","v":0},{"$f":"IF($D216=\"Full\",'Failure Persistence Storage'!EI216,0)","v":0},{"$f":"IF($D216=\"Full\",'Failure Persistence Storage'!EJ216,0)","v":0},{"$f":"IF($D216=\"Full\",'Failure Persistence Storage'!EM216,0)","v":0},{"$f":"IF($D216=\"Full\",'Failure Persistence Storage'!EN216,0)","v":0},{"$f":"IF($D216=\"Full\",'Failure Persistence Storage'!EQ216,0)","v":0},{"$f":"IF($D216=\"Full\",'Failure Persistence Storage'!ER216,0)","v":0},{"$f":"IF($D216=\"Full\",'Failure Persistence Storage'!EU216,0)","v":0},{"$f":"IF($D216=\"Full\",'Failure Persistence Storage'!EV216,0)","v":0},{"$f":"IF($D216=\"Full\",'Failure Persistence Storage'!EY216,0)","v":0},{"$f":"IF($D216=\"Full\",'Failure Persistence Storage'!EZ216,0)","v":0},{"$f":"IF($D216=\"Full\",'Failure Persistence Storage'!FC216,0)","v":0},{"$f":"IF($D216=\"Full\",'Failure Persistence Storage'!FD216,0)","v":0},{"$f":"IF($D216=\"Full\",'Failure Persistence Storage'!FG216,0)","v":0},{"$f":"IF($D216=\"Full\",'Failure Persistence Storage'!FH216,0)","v":0},{"$f":"IF($D216=\"Full\",'Failure Persistence Storage'!FK216,0)","v":0},{"$f":"IF($D216=\"Full\",'Failure Persistence Storage'!FL216,0)","v":0},{"$f":"IF($D216=\"Full\",'Failure Persistence Storage'!FO216,0)","v":0},{"$f":"IF($D216=\"Full\",'Failure Persistence Storage'!FP216,0)","v":0},{"$f":"IF($D216=\"Full\",'Failure Persistence Storage'!FS216,0)","v":0},{"$f":"IF($D216=\"Full\",'Failure Persistence Storage'!FT216,0)","v":0},{"$f":"IF($D216=\"Full\",'Failure Persistence Storage'!FW216,0)","v":0},{"$f":"IF($D216=\"Full\",'Failure Persistence Storage'!FX216,0)","v":0},{"$f":"IF($D216=\"Full\",'Failure Persistence Storage'!GA216,0)","v":0},{"$f":"IF($D216=\"Full\",'Failure Persistence Storage'!GB216,0)","v":0},{"$f":"IF($D216=\"Full\",'Failure Persistence Storage'!GE216,0)","v":0},{"$f":"IF($D216=\"Full\",'Failure Persistence Storage'!GF216,0)","v":0},{"$f":"IF($D216=\"Full\",'Failure Persistence Storage'!GI216,0)","v":0},{"$f":"IF($D216=\"Full\",'Failure Persistence Storage'!GJ216,0)","v":0},{"$f":"IF($D216=\"Full\",'Failure Persistence Storage'!GM216,0)","v":0},{"$f":"IF($D216=\"Full\",'Failure Persistence Storage'!GN216,0)","v":0},{"$f":"IF($D216=\"Full\",'Failure Persistence Storage'!GQ216,0)","v":0},{"$f":"IF($D216=\"Full\",'Failure Persistence Storage'!GR216,0)","v":0},{"$f":"IF($D216=\"Full\",'Failure Persistence Storage'!GU216,0)","v":0},{"$f":"IF($D216=\"Full\",'Failure Persistence Storage'!GV216,0)","v":0},{"$f":"IF($D216=\"Full\",'Failure Persistence Storage'!GY216,0)","v":0},{"$f":"IF($D216=\"Full\",'Failure Persistence Storage'!GZ216,0)","v":0},{"$f":"IF($D216=\"Full\",'Failure Persistence Storage'!HC216,0)","v":0},{"$f":"IF($D216=\"Full\",'Failure Persistence Storage'!HD216,0)","v":0},{"$f":"IF($D216=\"Full\",'Failure Persistence Storage'!HG216,0)","v":0},{"$f":"IF($D216=\"Full\",'Failure Persistence Storage'!HH216,0)","v":0},{"$f":"IF($D216=\"Full\",'Failure Persistence Storage'!HK216,0)","v":0},{"$f":"IF($D216=\"Full\",'Failure Persistence Storage'!HL216,0)","v":0},{"$f":"IF($D216=\"Full\",'Failure Persistence Storage'!HO216,0)","v":0}]
[null,null,null,null,null,null,null,null,null,null,null,null,null,null,null,null,null,null,null,null,null,null,null,null,null,null,null," "," "," "," "," "," "," "," "," "," "," "," "," "," "," "," "," "," "," "," "," "," "," "," "," "," "," "," "," "," "," "," "," "," "," "," "," "," "," "," "," "," "," "," "," "," "," "," "," "," "," "," "," "," "," "," "," "," "," "," "," "," "," "," "," "," "," "," "," "," "," "," "," "," "," "," "," "," "," "," "," "," "," "," "," "," "," "," "," "," "," "," "," "," "," "," "," "," "," "," "," "," "," "," "," "," "," "," "," "," "," "," "," "," "," "," "," "," "," "," "," "," "," "," "," "," "," "," "," "," "," "," "," "," "," "," "," "," "," "," "," "," "," "," "," "," "," "," "," "," "," "," "," "," "," "," "," "," "," "," "," "," "," "," "," "," "," "," "," "," "," "," "," "," "," "," "," "," "," "," "," "," "," "," "," "," "," "," "," "," "," "," "," "," "," "," ",null,{"$f":"IF($D219=\"Full\",'Failure Persistence Storage'!AB219,0)","v":0},{"$f":"IF($D219=\"Full\",'Failure Persistence Storage'!AE219,0)","v":0},{"$f":"IF($D219=\"Full\",'Failure Persistence Storage'!AF219,0)","v":0},{"$f":"IF($D219=\"Full\",'Failure Persistence Storage'!AI219,0)","v":0},{"$f":"IF($D219=\"Full\",'Failure Persistence Storage'!AJ219,0)","v":0},{"$f":"IF($D219=\"Full\",'Failure Persistence Storage'!AM219,0)","v":0},{"$f":"IF($D219=\"Full\",'Failure Persistence Storage'!AN219,0)","v":0},{"$f":"IF($D219=\"Full\",'Failure Persistence Storage'!AQ219,0)","v":0},{"$f":"IF($D219=\"Full\",'Failure Persistence Storage'!AR219,0)","v":0},{"$f":"IF($D219=\"Full\",'Failure Persistence Storage'!AU219,0)","v":0},{"$f":"IF($D219=\"Full\",'Failure Persistence Storage'!AV219,0)","v":0},{"$f":"IF($D219=\"Full\",'Failure Persistence Storage'!AY219,0)","v":0},{"$f":"IF($D219=\"Full\",'Failure Persistence Storage'!AZ219,0)","v":0},{"$f":"IF($D219=\"Full\",'Failure Persistence Storage'!BC219,0)","v":0},{"$f":"IF($D219=\"Full\",'Failure Persistence Storage'!BD219,0)","v":0},{"$f":"IF($D219=\"Full\",'Failure Persistence Storage'!BG219,0)","v":0},{"$f":"IF($D219=\"Full\",'Failure Persistence Storage'!BH219,0)","v":0},{"$f":"IF($D219=\"Full\",'Failure Persistence Storage'!BK219,0)","v":0},{"$f":"IF($D219=\"Full\",'Failure Persistence Storage'!BL219,0)","v":0},{"$f":"IF($D219=\"Full\",'Failure Persistence Storage'!BO219,0)","v":0},{"$f":"IF($D219=\"Full\",'Failure Persistence Storage'!BP219,0)","v":0},{"$f":"IF($D219=\"Full\",'Failure Persistence Storage'!BS219,0)","v":0},{"$f":"IF($D219=\"Full\",'Failure Persistence Storage'!BT219,0)","v":0},{"$f":"IF($D219=\"Full\",'Failure Persistence Storage'!BW219,0)","v":0},{"$f":"IF($D219=\"Full\",'Failure Persistence Storage'!BX219,0)","v":0},{"$f":"IF($D219=\"Full\",'Failure Persistence Storage'!CA219,0)","v":0},{"$f":"IF($D219=\"Full\",'Failure Persistence Storage'!CB219,0)","v":0},{"$f":"IF($D219=\"Full\",'Failure Persistence Storage'!CE219,0)","v":0},{"$f":"IF($D219=\"Full\",'Failure Persistence Storage'!CF219,0)","v":0},{"$f":"IF($D219=\"Full\",'Failure Persistence Storage'!CI219,0)","v":0},{"$f":"IF($D219=\"Full\",'Failure Persistence Storage'!CJ219,0)","v":0},{"$f":"IF($D219=\"Full\",'Failure Persistence Storage'!CM219,0)","v":0},{"$f":"IF($D219=\"Full\",'Failure Persistence Storage'!CN219,0)","v":0},{"$f":"IF($D219=\"Full\",'Failure Persistence Storage'!CQ219,0)","v":0},{"$f":"IF($D219=\"Full\",'Failure Persistence Storage'!CR219,0)","v":0},{"$f":"IF($D219=\"Full\",'Failure Persistence Storage'!CU219,0)","v":0},{"$f":"IF($D219=\"Full\",'Failure Persistence Storage'!CV219,0)","v":0},{"$f":"IF($D219=\"Full\",'Failure Persistence Storage'!CY219,0)","v":0},{"$f":"IF($D219=\"Full\",'Failure Persistence Storage'!CZ219,0)","v":0},{"$f":"IF($D219=\"Full\",'Failure Persistence Storage'!DC219,0)","v":0},{"$f":"IF($D219=\"Full\",'Failure Persistence Storage'!DD219,0)","v":0},{"$f":"IF($D219=\"Full\",'Failure Persistence Storage'!DG219,0)","v":0},{"$f":"IF($D219=\"Full\",'Failure Persistence Storage'!DH219,0)","v":0},{"$f":"IF($D219=\"Full\",'Failure Persistence Storage'!DK219,0)","v":0},{"$f":"IF($D219=\"Full\",'Failure Persistence Storage'!DL219,0)","v":0},{"$f":"IF($D219=\"Full\",'Failure Persistence Storage'!DO219,0)","v":0},{"$f":"IF($D219=\"Full\",'Failure Persistence Storage'!DP219,0)","v":0},{"$f":"IF($D219=\"Full\",'Failure Persistence Storage'!DS219,0)","v":0},{"$f":"IF($D219=\"Full\",'Failure Persistence Storage'!DT219,0)","v":0},{"$f":"IF($D219=\"Full\",'Failure Persistence Storage'!DW219,0)","v":0},{"$f":"IF($D219=\"Full\",'Failure Persistence Storage'!DX219,0)","v":0},{"$f":"IF($D219=\"Full\",'Failure Persistence Storage'!EA219,0)","v":0},{"$f":"IF($D219=\"Full\",'Failure Persistence Storage'!EB219,0)","v":0},{"$f":"IF($D219=\"Full\",'Failure Persistence Storage'!EE219,0)","v":0},{"$f":"IF($D219=\"Full\",'Failure Persistence Storage'!EF219,0)","v":0},{"$f":"IF($D219=\"Full\",'Failure Persistence Storage'!EI219,0)","v":0},{"$f":"IF($D219=\"Full\",'Failure Persistence Storage'!EJ219,0)","v":0},{"$f":"IF($D219=\"Full\",'Failure Persistence Storage'!EM219,0)","v":0},{"$f":"IF($D219=\"Full\",'Failure Persistence Storage'!EN219,0)","v":0},{"$f":"IF($D219=\"Full\",'Failure Persistence Storage'!EQ219,0)","v":0},{"$f":"IF($D219=\"Full\",'Failure Persistence Storage'!ER219,0)","v":0},{"$f":"IF($D219=\"Full\",'Failure Persistence Storage'!EU219,0)","v":0},{"$f":"IF($D219=\"Full\",'Failure Persistence Storage'!EV219,0)","v":0},{"$f":"IF($D219=\"Full\",'Failure Persistence Storage'!EY219,0)","v":0},{"$f":"IF($D219=\"Full\",'Failure Persistence Storage'!EZ219,0)","v":0},{"$f":"IF($D219=\"Full\",'Failure Persistence Storage'!FC219,0)","v":0},{"$f":"IF($D219=\"Full\",'Failure Persistence Storage'!FD219,0)","v":0},{"$f":"IF($D219=\"Full\",'Failure Persistence Storage'!FG219,0)","v":0},{"$f":"IF($D219=\"Full\",'Failure Persistence Storage'!FH219,0)","v":0},{"$f":"IF($D219=\"Full\",'Failure Persistence Storage'!FK219,0)","v":0},{"$f":"IF($D219=\"Full\",'Failure Persistence Storage'!FL219,0)","v":0},{"$f":"IF($D219=\"Full\",'Failure Persistence Storage'!FO219,0)","v":0},{"$f":"IF($D219=\"Full\",'Failure Persistence Storage'!FP219,0)","v":0},{"$f":"IF($D219=\"Full\",'Failure Persistence Storage'!FS219,0)","v":0},{"$f":"IF($D219=\"Full\",'Failure Persistence Storage'!FT219,0)","v":0},{"$f":"IF($D219=\"Full\",'Failure Persistence Storage'!FW219,0)","v":0},{"$f":"IF($D219=\"Full\",'Failure Persistence Storage'!FX219,0)","v":0},{"$f":"IF($D219=\"Full\",'Failure Persistence Storage'!GA219,0)","v":0},{"$f":"IF($D219=\"Full\",'Failure Persistence Storage'!GB219,0)","v":0},{"$f":"IF($D219=\"Full\",'Failure Persistence Storage'!GE219,0)","v":0},{"$f":"IF($D219=\"Full\",'Failure Persistence Storage'!GF219,0)","v":0},{"$f":"IF($D219=\"Full\",'Failure Persistence Storage'!GI219,0)","v":0},{"$f":"IF($D219=\"Full\",'Failure Persistence Storage'!GJ219,0)","v":0},{"$f":"IF($D219=\"Full\",'Failure Persistence Storage'!GM219,0)","v":0},{"$f":"IF($D219=\"Full\",'Failure Persistence Storage'!GN219,0)","v":0},{"$f":"IF($D219=\"Full\",'Failure Persistence Storage'!GQ219,0)","v":0},{"$f":"IF($D219=\"Full\",'Failure Persistence Storage'!GR219,0)","v":0},{"$f":"IF($D219=\"Full\",'Failure Persistence Storage'!GU219,0)","v":0},{"$f":"IF($D219=\"Full\",'Failure Persistence Storage'!GV219,0)","v":0},{"$f":"IF($D219=\"Full\",'Failure Persistence Storage'!GY219,0)","v":0},{"$f":"IF($D219=\"Full\",'Failure Persistence Storage'!GZ219,0)","v":0},{"$f":"IF($D219=\"Full\",'Failure Persistence Storage'!HC219,0)","v":0},{"$f":"IF($D219=\"Full\",'Failure Persistence Storage'!HD219,0)","v":0},{"$f":"IF($D219=\"Full\",'Failure Persistence Storage'!HG219,0)","v":0},{"$f":"IF($D219=\"Full\",'Failure Persistence Storage'!HH219,0)","v":0},{"$f":"IF($D219=\"Full\",'Failure Persistence Storage'!HK219,0)","v":0},{"$f":"IF($D219=\"Full\",'Failure Persistence Storage'!HL219,0)","v":0},{"$f":"IF($D219=\"Full\",'Failure Persistence Storage'!HO219,0)","v":0}]
[null,null,null,null,null,null,null,null,null,null,null,null,null,null,null,null,null,null,null,null,null,null,null,null,null,null,null," "," "," "," "," "," "," "," "," "," "," "," "," "," "," "," "," "," "," "," "," "," "," "," "," "," "," "," "," "," "," "," "," "," "," "," "," "," "," "," "," "," "," "," "," "," "," "," "," "," "," "," "," "," "," "," "," "," "," "," "," "," "," "," "," "," "," "," "," "," "," "," "," "," "," "," "," "," "," "," "," "," "," "," "," "," "," "," "," "," "," "," "," "," "," "," "," "," "," "," "," "," "," "," "," "," "," "," "," "," "," "," "," "," "," "," "," "," "," "," "," "," "," "," "," "," "," "," "," "," "," "," "," "," "," "," "," "," "," "," "," "," "," "," "," "," "," "," "," "," "," "," "," "," "," "," "," "," "," "," "," "," "," "," "," "," "," "," "," "," "," "," "," "," "," "," "," "," "," "," "," "," "," "," "," "," "," "," "," "," "," "," "," "," "," "," ",null,{"$f":"IF($D221=\"Full\",'Failure Persistence Storage'!AB221,0)","v":0},{"$f":"IF($D221=\"Full\",'Failure Persistence Storage'!AE221,0)","v":0},{"$f":"IF($D221=\"Full\",'Failure Persistence Storage'!AF221,0)","v":0},{"$f":"IF($D221=\"Full\",'Failure Persistence Storage'!AI221,0)","v":0},{"$f":"IF($D221=\"Full\",'Failure Persistence Storage'!AJ221,0)","v":0},{"$f":"IF($D221=\"Full\",'Failure Persistence Storage'!AM221,0)","v":0},{"$f":"IF($D221=\"Full\",'Failure Persistence Storage'!AN221,0)","v":0},{"$f":"IF($D221=\"Full\",'Failure Persistence Storage'!AQ221,0)","v":0},{"$f":"IF($D221=\"Full\",'Failure Persistence Storage'!AR221,0)","v":0},{"$f":"IF($D221=\"Full\",'Failure Persistence Storage'!AU221,0)","v":0},{"$f":"IF($D221=\"Full\",'Failure Persistence Storage'!AV221,0)","v":0},{"$f":"IF($D221=\"Full\",'Failure Persistence Storage'!AY221,0)","v":0},{"$f":"IF($D221=\"Full\",'Failure Persistence Storage'!AZ221,0)","v":0},{"$f":"IF($D221=\"Full\",'Failure Persistence Storage'!BC221,0)","v":0},{"$f":"IF($D221=\"Full\",'Failure Persistence Storage'!BD221,0)","v":0},{"$f":"IF($D221=\"Full\",'Failure Persistence Storage'!BG221,0)","v":0},{"$f":"IF($D221=\"Full\",'Failure Persistence Storage'!BH221,0)","v":0},{"$f":"IF($D221=\"Full\",'Failure Persistence Storage'!BK221,0)","v":0},{"$f":"IF($D221=\"Full\",'Failure Persistence Storage'!BL221,0)","v":0},{"$f":"IF($D221=\"Full\",'Failure Persistence Storage'!BO221,0)","v":0},{"$f":"IF($D221=\"Full\",'Failure Persistence Storage'!BP221,0)","v":0},{"$f":"IF($D221=\"Full\",'Failure Persistence Storage'!BS221,0)","v":0},{"$f":"IF($D221=\"Full\",'Failure Persistence Storage'!BT221,0)","v":0},{"$f":"IF($D221=\"Full\",'Failure Persistence Storage'!BW221,0)","v":0},{"$f":"IF($D221=\"Full\",'Failure Persistence Storage'!BX221,0)","v":0},{"$f":"IF($D221=\"Full\",'Failure Persistence Storage'!CA221,0)","v":0},{"$f":"IF($D221=\"Full\",'Failure Persistence Storage'!CB221,0)","v":0},{"$f":"IF($D221=\"Full\",'Failure Persistence Storage'!CE221,0)","v":0},{"$f":"IF($D221=\"Full\",'Failure Persistence Storage'!CF221,0)","v":0},{"$f":"IF($D221=\"Full\",'Failure Persistence Storage'!CI221,0)","v":0},{"$f":"IF($D221=\"Full\",'Failure Persistence Storage'!CJ221,0)","v":0},{"$f":"IF($D221=\"Full\",'Failure Persistence Storage'!CM221,0)","v":0},{"$f":"IF($D221=\"Full\",'Failure Persistence Storage'!CN221,0)","v":0},{"$f":"IF($D221=\"Full\",'Failure Persistence Storage'!CQ221,0)","v":0},{"$f":"IF($D221=\"Full\",'Failure Persistence Storage'!CR221,0)","v":0},{"$f":"IF($D221=\"Full\",'Failure Persistence Storage'!CU221,0)","v":0},{"$f":"IF($D221=\"Full\",'Failure Persistence Storage'!CV221,0)","v":0},{"$f":"IF($D221=\"Full\",'Failure Persistence Storage'!CY221,0)","v":0},{"$f":"IF($D221=\"Full\",'Failure Persistence Storage'!CZ221,0)","v":0},{"$f":"IF($D221=\"Full\",'Failure Persistence Storage'!DC221,0)","v":0},{"$f":"IF($D221=\"Full\",'Failure Persistence Storage'!DD221,0)","v":0},{"$f":"IF($D221=\"Full\",'Failure Persistence Storage'!DG221,0)","v":0},{"$f":"IF($D221=\"Full\",'Failure Persistence Storage'!DH221,0)","v":0},{"$f":"IF($D221=\"Full\",'Failure Persistence Storage'!DK221,0)","v":0},{"$f":"IF($D221=\"Full\",'Failure Persistence Storage'!DL221,0)","v":0},{"$f":"IF($D221=\"Full\",'Failure Persistence Storage'!DO221,0)","v":0},{"$f":"IF($D221=\"Full\",'Failure Persistence Storage'!DP221,0)","v":0},{"$f":"IF($D221=\"Full\",'Failure Persistence Storage'!DS221,0)","v":0},{"$f":"IF($D221=\"Full\",'Failure Persistence Storage'!DT221,0)","v":0},{"$f":"IF($D221=\"Full\",'Failure Persistence Storage'!DW221,0)","v":0},{"$f":"IF($D221=\"Full\",'Failure Persistence Storage'!DX221,0)","v":0},{"$f":"IF($D221=\"Full\",'Failure Persistence Storage'!EA221,0)","v":0},{"$f":"IF($D221=\"Full\",'Failure Persistence Storage'!EB221,0)","v":0},{"$f":"IF($D221=\"Full\",'Failure Persistence Storage'!EE221,0)","v":0},{"$f":"IF($D221=\"Full\",'Failure Persistence Storage'!EF221,0)","v":0},{"$f":"IF($D221=\"Full\",'Failure Persistence Storage'!EI221,0)","v":0},{"$f":"IF($D221=\"Full\",'Failure Persistence Storage'!EJ221,0)","v":0},{"$f":"IF($D221=\"Full\",'Failure Persistence Storage'!EM221,0)","v":0},{"$f":"IF($D221=\"Full\",'Failure Persistence Storage'!EN221,0)","v":0},{"$f":"IF($D221=\"Full\",'Failure Persistence Storage'!EQ221,0)","v":0},{"$f":"IF($D221=\"Full\",'Failure Persistence Storage'!ER221,0)","v":0},{"$f":"IF($D221=\"Full\",'Failure Persistence Storage'!EU221,0)","v":0},{"$f":"IF($D221=\"Full\",'Failure Persistence Storage'!EV221,0)","v":0},{"$f":"IF($D221=\"Full\",'Failure Persistence Storage'!EY221,0)","v":0},{"$f":"IF($D221=\"Full\",'Failure Persistence Storage'!EZ221,0)","v":0},{"$f":"IF($D221=\"Full\",'Failure Persistence Storage'!FC221,0)","v":0},{"$f":"IF($D221=\"Full\",'Failure Persistence Storage'!FD221,0)","v":0},{"$f":"IF($D221=\"Full\",'Failure Persistence Storage'!FG221,0)","v":0},{"$f":"IF($D221=\"Full\",'Failure Persistence Storage'!FH221,0)","v":0},{"$f":"IF($D221=\"Full\",'Failure Persistence Storage'!FK221,0)","v":0},{"$f":"IF($D221=\"Full\",'Failure Persistence Storage'!FL221,0)","v":0},{"$f":"IF($D221=\"Full\",'Failure Persistence Storage'!FO221,0)","v":0},{"$f":"IF($D221=\"Full\",'Failure Persistence Storage'!FP221,0)","v":0},{"$f":"IF($D221=\"Full\",'Failure Persistence Storage'!FS221,0)","v":0},{"$f":"IF($D221=\"Full\",'Failure Persistence Storage'!FT221,0)","v":0},{"$f":"IF($D221=\"Full\",'Failure Persistence Storage'!FW221,0)","v":0},{"$f":"IF($D221=\"Full\",'Failure Persistence Storage'!FX221,0)","v":0},{"$f":"IF($D221=\"Full\",'Failure Persistence Storage'!GA221,0)","v":0},{"$f":"IF($D221=\"Full\",'Failure Persistence Storage'!GB221,0)","v":0},{"$f":"IF($D221=\"Full\",'Failure Persistence Storage'!GE221,0)","v":0},{"$f":"IF($D221=\"Full\",'Failure Persistence Storage'!GF221,0)","v":0},{"$f":"IF($D221=\"Full\",'Failure Persistence Storage'!GI221,0)","v":0},{"$f":"IF($D221=\"Full\",'Failure Persistence Storage'!GJ221,0)","v":0},{"$f":"IF($D221=\"Full\",'Failure Persistence Storage'!GM221,0)","v":0},{"$f":"IF($D221=\"Full\",'Failure Persistence Storage'!GN221,0)","v":0},{"$f":"IF($D221=\"Full\",'Failure Persistence Storage'!GQ221,0)","v":0},{"$f":"IF($D221=\"Full\",'Failure Persistence Storage'!GR221,0)","v":0},{"$f":"IF($D221=\"Full\",'Failure Persistence Storage'!GU221,0)","v":0},{"$f":"IF($D221=\"Full\",'Failure Persistence Storage'!GV221,0)","v":0},{"$f":"IF($D221=\"Full\",'Failure Persistence Storage'!GY221,0)","v":0},{"$f":"IF($D221=\"Full\",'Failure Persistence Storage'!GZ221,0)","v":0},{"$f":"IF($D221=\"Full\",'Failure Persistence Storage'!HC221,0)","v":0},{"$f":"IF($D221=\"Full\",'Failure Persistence Storage'!HD221,0)","v":0},{"$f":"IF($D221=\"Full\",'Failure Persistence Storage'!HG221,0)","v":0},{"$f":"IF($D221=\"Full\",'Failure Persistence Storage'!HH221,0)","v":0},{"$f":"IF($D221=\"Full\",'Failure Persistence Storage'!HK221,0)","v":0},{"$f":"IF($D221=\"Full\",'Failure Persistence Storage'!HL221,0)","v":0},{"$f":"IF($D221=\"Full\",'Failure Persistence Storage'!HO221,0)","v":0}]
[null,null,null,null,null,null,null,null,null,null,null,null,null,null,null,null,null,null,null,null,null,null,null,null,null,null,null," "," "," "," "," "," "," "," "," "," "," "," "," "," "," "," "," "," "," "," "," "," "," "," "," "," "," "," "," "," "," "," "," "," "," "," "," "," "," "," "," "," "," "," "," "," "," "," "," "," "," "," "," "," "," "," "," "," "," "," "," "," "," "," "," "," "," "," "," "," "," "," "," "," "," "," "," "," "," "," "," "," "," "," "," "," "," "," "," "," "," "," "," "," "," "," "," "," "," "," "," "," "," "," "," "," "," "," "," "," "," "," "," "," "," "," "," "," "," "," "," "," "," "," "," "," "," "," "," "," "," "," "," "," "," "," "," "," "," "," "," "," "," "," "," "," "," "," "," "," "," "," "," "," "," "," "," "," "," "," "," "," "," "," "," "," "," "," "," "," "," "," "," "," "," "," "," "," "," "," "," "," "," "," "," "," "," "," "," "," "," "," "," "," "," "," ",null,{"$f":"IF($D227=\"Full\",'Failure Persistence Storage'!AB227,0)","v":0},{"$f":"IF($D227=\"Full\",'Failure Persistence Storage'!AE227,0)","v":0},{"$f":"IF($D227=\"Full\",'Failure Persistence Storage'!AF227,0)","v":0},{"$f":"IF($D227=\"Full\",'Failure Persistence Storage'!AI227,0)","v":0},{"$f":"IF($D227=\"Full\",'Failure Persistence Storage'!AJ227,0)","v":0},{"$f":"IF($D227=\"Full\",'Failure Persistence Storage'!AM227,0)","v":0},{"$f":"IF($D227=\"Full\",'Failure Persistence Storage'!AN227,0)","v":0},{"$f":"IF($D227=\"Full\",'Failure Persistence Storage'!AQ227,0)","v":0},{"$f":"IF($D227=\"Full\",'Failure Persistence Storage'!AR227,0)","v":0},{"$f":"IF($D227=\"Full\",'Failure Persistence Storage'!AU227,0)","v":0},{"$f":"IF($D227=\"Full\",'Failure Persistence Storage'!AV227,0)","v":0},{"$f":"IF($D227=\"Full\",'Failure Persistence Storage'!AY227,0)","v":0},{"$f":"IF($D227=\"Full\",'Failure Persistence Storage'!AZ227,0)","v":0},{"$f":"IF($D227=\"Full\",'Failure Persistence Storage'!BC227,0)","v":0},{"$f":"IF($D227=\"Full\",'Failure Persistence Storage'!BD227,0)","v":0},{"$f":"IF($D227=\"Full\",'Failure Persistence Storage'!BG227,0)","v":0},{"$f":"IF($D227=\"Full\",'Failure Persistence Storage'!BH227,0)","v":0},{"$f":"IF($D227=\"Full\",'Failure Persistence Storage'!BK227,0)","v":0},{"$f":"IF($D227=\"Full\",'Failure Persistence Storage'!BL227,0)","v":0},{"$f":"IF($D227=\"Full\",'Failure Persistence Storage'!BO227,0)","v":0},{"$f":"IF($D227=\"Full\",'Failure Persistence Storage'!BP227,0)","v":0},{"$f":"IF($D227=\"Full\",'Failure Persistence Storage'!BS227,0)","v":0},{"$f":"IF($D227=\"Full\",'Failure Persistence Storage'!BT227,0)","v":0},{"$f":"IF($D227=\"Full\",'Failure Persistence Storage'!BW227,0)","v":0},{"$f":"IF($D227=\"Full\",'Failure Persistence Storage'!BX227,0)","v":0},{"$f":"IF($D227=\"Full\",'Failure Persistence Storage'!CA227,0)","v":0},{"$f":"IF($D227=\"Full\",'Failure Persistence Storage'!CB227,0)","v":0},{"$f":"IF($D227=\"Full\",'Failure Persistence Storage'!CE227,0)","v":0},{"$f":"IF($D227=\"Full\",'Failure Persistence Storage'!CF227,0)","v":0},{"$f":"IF($D227=\"Full\",'Failure Persistence Storage'!CI227,0)","v":0},{"$f":"IF($D227=\"Full\",'Failure Persistence Storage'!CJ227,0)","v":0},{"$f":"IF($D227=\"Full\",'Failure Persistence Storage'!CM227,0)","v":0},{"$f":"IF($D227=\"Full\",'Failure Persistence Storage'!CN227,0)","v":0},{"$f":"IF($D227=\"Full\",'Failure Persistence Storage'!CQ227,0)","v":0},{"$f":"IF($D227=\"Full\",'Failure Persistence Storage'!CR227,0)","v":0},{"$f":"IF($D227=\"Full\",'Failure Persistence Storage'!CU227,0)","v":0},{"$f":"IF($D227=\"Full\",'Failure Persistence Storage'!CV227,0)","v":0},{"$f":"IF($D227=\"Full\",'Failure Persistence Storage'!CY227,0)","v":0},{"$f":"IF($D227=\"Full\",'Failure Persistence Storage'!CZ227,0)","v":0},{"$f":"IF($D227=\"Full\",'Failure Persistence Storage'!DC227,0)","v":0},{"$f":"IF($D227=\"Full\",'Failure Persistence Storage'!DD227,0)","v":0},{"$f":"IF($D227=\"Full\",'Failure Persistence Storage'!DG227,0)","v":0},{"$f":"IF($D227=\"Full\",'Failure Persistence Storage'!DH227,0)","v":0},{"$f":"IF($D227=\"Full\",'Failure Persistence Storage'!DK227,0)","v":0},{"$f":"IF($D227=\"Full\",'Failure Persistence Storage'!DL227,0)","v":0},{"$f":"IF($D227=\"Full\",'Failure Persistence Storage'!DO227,0)","v":0},{"$f":"IF($D227=\"Full\",'Failure Persistence Storage'!DP227,0)","v":0},{"$f":"IF($D227=\"Full\",'Failure Persistence Storage'!DS227,0)","v":0},{"$f":"IF($D227=\"Full\",'Failure Persistence Storage'!DT227,0)","v":0},{"$f":"IF($D227=\"Full\",'Failure Persistence Storage'!DW227,0)","v":0},{"$f":"IF($D227=\"Full\",'Failure Persistence Storage'!DX227,0)","v":0},{"$f":"IF($D227=\"Full\",'Failure Persistence Storage'!EA227,0)","v":0},{"$f":"IF($D227=\"Full\",'Failure Persistence Storage'!EB227,0)","v":0},{"$f":"IF($D227=\"Full\",'Failure Persistence Storage'!EE227,0)","v":0},{"$f":"IF($D227=\"Full\",'Failure Persistence Storage'!EF227,0)","v":0},{"$f":"IF($D227=\"Full\",'Failure Persistence Storage'!EI227,0)","v":0},{"$f":"IF($D227=\"Full\",'Failure Persistence Storage'!EJ227,0)","v":0},{"$f":"IF($D227=\"Full\",'Failure Persistence Storage'!EM227,0)","v":0},{"$f":"IF($D227=\"Full\",'Failure Persistence Storage'!EN227,0)","v":0},{"$f":"IF($D227=\"Full\",'Failure Persistence Storage'!EQ227,0)","v":0},{"$f":"IF($D227=\"Full\",'Failure Persistence Storage'!ER227,0)","v":0},{"$f":"IF($D227=\"Full\",'Failure Persistence Storage'!EU227,0)","v":0},{"$f":"IF($D227=\"Full\",'Failure Persistence Storage'!EV227,0)","v":0},{"$f":"IF($D227=\"Full\",'Failure Persistence Storage'!EY227,0)","v":0},{"$f":"IF($D227=\"Full\",'Failure Persistence Storage'!EZ227,0)","v":0},{"$f":"IF($D227=\"Full\",'Failure Persistence Storage'!FC227,0)","v":0},{"$f":"IF($D227=\"Full\",'Failure Persistence Storage'!FD227,0)","v":0},{"$f":"IF($D227=\"Full\",'Failure Persistence Storage'!FG227,0)","v":0},{"$f":"IF($D227=\"Full\",'Failure Persistence Storage'!FH227,0)","v":0},{"$f":"IF($D227=\"Full\",'Failure Persistence Storage'!FK227,0)","v":0},{"$f":"IF($D227=\"Full\",'Failure Persistence Storage'!FL227,0)","v":0},{"$f":"IF($D227=\"Full\",'Failure Persistence Storage'!FO227,0)","v":0},{"$f":"IF($D227=\"Full\",'Failure Persistence Storage'!FP227,0)","v":0},{"$f":"IF($D227=\"Full\",'Failure Persistence Storage'!FS227,0)","v":0},{"$f":"IF($D227=\"Full\",'Failure Persistence Storage'!FT227,0)","v":0},{"$f":"IF($D227=\"Full\",'Failure Persistence Storage'!FW227,0)","v":0},{"$f":"IF($D227=\"Full\",'Failure Persistence Storage'!FX227,0)","v":0},{"$f":"IF($D227=\"Full\",'Failure Persistence Storage'!GA227,0)","v":0},{"$f":"IF($D227=\"Full\",'Failure Persistence Storage'!GB227,0)","v":0},{"$f":"IF($D227=\"Full\",'Failure Persistence Storage'!GE227,0)","v":0},{"$f":"IF($D227=\"Full\",'Failure Persistence Storage'!GF227,0)","v":0},{"$f":"IF($D227=\"Full\",'Failure Persistence Storage'!GI227,0)","v":0},{"$f":"IF($D227=\"Full\",'Failure Persistence Storage'!GJ227,0)","v":0},{"$f":"IF($D227=\"Full\",'Failure Persistence Storage'!GM227,0)","v":0},{"$f":"IF($D227=\"Full\",'Failure Persistence Storage'!GN227,0)","v":0},{"$f":"IF($D227=\"Full\",'Failure Persistence Storage'!GQ227,0)","v":0},{"$f":"IF($D227=\"Full\",'Failure Persistence Storage'!GR227,0)","v":0},{"$f":"IF($D227=\"Full\",'Failure Persistence Storage'!GU227,0)","v":0},{"$f":"IF($D227=\"Full\",'Failure Persistence Storage'!GV227,0)","v":0},{"$f":"IF($D227=\"Full\",'Failure Persistence Storage'!GY227,0)","v":0},{"$f":"IF($D227=\"Full\",'Failure Persistence Storage'!GZ227,0)","v":0},{"$f":"IF($D227=\"Full\",'Failure Persistence Storage'!HC227,0)","v":0},{"$f":"IF($D227=\"Full\",'Failure Persistence Storage'!HD227,0)","v":0},{"$f":"IF($D227=\"Full\",'Failure Persistence Storage'!HG227,0)","v":0},{"$f":"IF($D227=\"Full\",'Failure Persistence Storage'!HH227,0)","v":0},{"$f":"IF($D227=\"Full\",'Failure Persistence Storage'!HK227,0)","v":0},{"$f":"IF($D227=\"Full\",'Failure Persistence Storage'!HL227,0)","v":0},{"$f":"IF($D227=\"Full\",'Failure Persistence Storage'!HO227,0)","v":0}]
[null,null,null,null,null,null,null,null,null,null,null,null,null,null,null,null,null,null,null,null,null,null,null,null,null,null,null," "," "," "," "," "," "," "," "," "," "," "," "," "," "," "," "," "," "," "," "," "," "," "," "," "," "," "," "," "," "," "," "," "," "," "," "," "," "," "," "," "," "," "," "," "," "," "," "," "," "," "," "," "," "," "," "," "," "," "," "," "," "," "," "," "," "," "," "," "," "," "," "," "," "," "," "," "," "," "," "," "," "," "," "," "," "," "," "," "," "," "," "," "," "," "," "," "," "," "," "," "," "," "," "," "," "," "," "," "," "," "," "," "," "," "," "," "," "," "," "," "," "," "," "," "," "," "," "," "," "," "," "," "," "," "," "," "," "," "," "," "," "," "," "," "," "," "," "," "," "," "," "," "," "," "," "," "," "," "," "," "," "," "," "," "," "," "," "," "," "," "," "," "," "," "," "," "," "," "," "," "," "," "," "," "," "," "," "," "," "," "," "," "," "," "," ",null,{"$f":"IF($D230=\"Full\",'Failure Persistence Storage'!AB230,0)","v":0},{"$f":"IF($D230=\"Full\",'Failure Persistence Storage'!AE230,0)","v":0},{"$f":"IF($D230=\"Full\",'Failure Persistence Storage'!AF230,0)","v":0},{"$f":"IF($D230=\"Full\",'Failure Persistence Storage'!AI230,0)","v":0},{"$f":"IF($D230=\"Full\",'Failure Persistence Storage'!AJ230,0)","v":0},{"$f":"IF($D230=\"Full\",'Failure Persistence Storage'!AM230,0)","v":0},{"$f":"IF($D230=\"Full\",'Failure Persistence Storage'!AN230,0)","v":0},{"$f":"IF($D230=\"Full\",'Failure Persistence Storage'!AQ230,0)","v":0},{"$f":"IF($D230=\"Full\",'Failure Persistence Storage'!AR230,0)","v":0},{"$f":"IF($D230=\"Full\",'Failure Persistence Storage'!AU230,0)","v":0},{"$f":"IF($D230=\"Full\",'Failure Persistence Storage'!AV230,0)","v":0},{"$f":"IF($D230=\"Full\",'Failure Persistence Storage'!AY230,0)","v":0},{"$f":"IF($D230=\"Full\",'Failure Persistence Storage'!AZ230,0)","v":0},{"$f":"IF($D230=\"Full\",'Failure Persistence Storage'!BC230,0)","v":0},{"$f":"IF($D230=\"Full\",'Failure Persistence Storage'!BD230,0)","v":0},{"$f":"IF($D230=\"Full\",'Failure Persistence Storage'!BG230,0)","v":0},{"$f":"IF($D230=\"Full\",'Failure Persistence Storage'!BH230,0)","v":0},{"$f":"IF($D230=\"Full\",'Failure Persistence Storage'!BK230,0)","v":0},{"$f":"IF($D230=\"Full\",'Failure Persistence Storage'!BL230,0)","v":0},{"$f":"IF($D230=\"Full\",'Failure Persistence Storage'!BO230,0)","v":0},{"$f":"IF($D230=\"Full\",'Failure Persistence Storage'!BP230,0)","v":0},{"$f":"IF($D230=\"Full\",'Failure Persistence Storage'!BS230,0)","v":0},{"$f":"IF($D230=\"Full\",'Failure Persistence Storage'!BT230,0)","v":0},{"$f":"IF($D230=\"Full\",'Failure Persistence Storage'!BW230,0)","v":0},{"$f":"IF($D230=\"Full\",'Failure Persistence Storage'!BX230,0)","v":0},{"$f":"IF($D230=\"Full\",'Failure Persistence Storage'!CA230,0)","v":0},{"$f":"IF($D230=\"Full\",'Failure Persistence Storage'!CB230,0)","v":0},{"$f":"IF($D230=\"Full\",'Failure Persistence Storage'!CE230,0)","v":0},{"$f":"IF($D230=\"Full\",'Failure Persistence Storage'!CF230,0)","v":0},{"$f":"IF($D230=\"Full\",'Failure Persistence Storage'!CI230,0)","v":0},{"$f":"IF($D230=\"Full\",'Failure Persistence Storage'!CJ230,0)","v":0},{"$f":"IF($D230=\"Full\",'Failure Persistence Storage'!CM230,0)","v":0},{"$f":"IF($D230=\"Full\",'Failure Persistence Storage'!CN230,0)","v":0},{"$f":"IF($D230=\"Full\",'Failure Persistence Storage'!CQ230,0)","v":0},{"$f":"IF($D230=\"Full\",'Failure Persistence Storage'!CR230,0)","v":0},{"$f":"IF($D230=\"Full\",'Failure Persistence Storage'!CU230,0)","v":0},{"$f":"IF($D230=\"Full\",'Failure Persistence Storage'!CV230,0)","v":0},{"$f":"IF($D230=\"Full\",'Failure Persistence Storage'!CY230,0)","v":0},{"$f":"IF($D230=\"Full\",'Failure Persistence Storage'!CZ230,0)","v":0},{"$f":"IF($D230=\"Full\",'Failure Persistence Storage'!DC230,0)","v":0},{"$f":"IF($D230=\"Full\",'Failure Persistence Storage'!DD230,0)","v":0},{"$f":"IF($D230=\"Full\",'Failure Persistence Storage'!DG230,0)","v":0},{"$f":"IF($D230=\"Full\",'Failure Persistence Storage'!DH230,0)","v":0},{"$f":"IF($D230=\"Full\",'Failure Persistence Storage'!DK230,0)","v":0},{"$f":"IF($D230=\"Full\",'Failure Persistence Storage'!DL230,0)","v":0},{"$f":"IF($D230=\"Full\",'Failure Persistence Storage'!DO230,0)","v":0},{"$f":"IF($D230=\"Full\",'Failure Persistence Storage'!DP230,0)","v":0},{"$f":"IF($D230=\"Full\",'Failure Persistence Storage'!DS230,0)","v":0},{"$f":"IF($D230=\"Full\",'Failure Persistence Storage'!DT230,0)","v":0},{"$f":"IF($D230=\"Full\",'Failure Persistence Storage'!DW230,0)","v":0},{"$f":"IF($D230=\"Full\",'Failure Persistence Storage'!DX230,0)","v":0},{"$f":"IF($D230=\"Full\",'Failure Persistence Storage'!EA230,0)","v":0},{"$f":"IF($D230=\"Full\",'Failure Persistence Storage'!EB230,0)","v":0},{"$f":"IF($D230=\"Full\",'Failure Persistence Storage'!EE230,0)","v":0},{"$f":"IF($D230=\"Full\",'Failure Persistence Storage'!EF230,0)","v":0},{"$f":"IF($D230=\"Full\",'Failure Persistence Storage'!EI230,0)","v":0},{"$f":"IF($D230=\"Full\",'Failure Persistence Storage'!EJ230,0)","v":0},{"$f":"IF($D230=\"Full\",'Failure Persistence Storage'!EM230,0)","v":0},{"$f":"IF($D230=\"Full\",'Failure Persistence Storage'!EN230,0)","v":0},{"$f":"IF($D230=\"Full\",'Failure Persistence Storage'!EQ230,0)","v":0},{"$f":"IF($D230=\"Full\",'Failure Persistence Storage'!ER230,0)","v":0},{"$f":"IF($D230=\"Full\",'Failure Persistence Storage'!EU230,0)","v":0},{"$f":"IF($D230=\"Full\",'Failure Persistence Storage'!EV230,0)","v":0},{"$f":"IF($D230=\"Full\",'Failure Persistence Storage'!EY230,0)","v":0},{"$f":"IF($D230=\"Full\",'Failure Persistence Storage'!EZ230,0)","v":0},{"$f":"IF($D230=\"Full\",'Failure Persistence Storage'!FC230,0)","v":0},{"$f":"IF($D230=\"Full\",'Failure Persistence Storage'!FD230,0)","v":0},{"$f":"IF($D230=\"Full\",'Failure Persistence Storage'!FG230,0)","v":0},{"$f":"IF($D230=\"Full\",'Failure Persistence Storage'!FH230,0)","v":0},{"$f":"IF($D230=\"Full\",'Failure Persistence Storage'!FK230,0)","v":0},{"$f":"IF($D230=\"Full\",'Failure Persistence Storage'!FL230,0)","v":0},{"$f":"IF($D230=\"Full\",'Failure Persistence Storage'!FO230,0)","v":0},{"$f":"IF($D230=\"Full\",'Failure Persistence Storage'!FP230,0)","v":0},{"$f":"IF($D230=\"Full\",'Failure Persistence Storage'!FS230,0)","v":0},{"$f":"IF($D230=\"Full\",'Failure Persistence Storage'!FT230,0)","v":0},{"$f":"IF($D230=\"Full\",'Failure Persistence Storage'!FW230,0)","v":0},{"$f":"IF($D230=\"Full\",'Failure Persistence Storage'!FX230,0)","v":0},{"$f":"IF($D230=\"Full\",'Failure Persistence Storage'!GA230,0)","v":0},{"$f":"IF($D230=\"Full\",'Failure Persistence Storage'!GB230,0)","v":0},{"$f":"IF($D230=\"Full\",'Failure Persistence Storage'!GE230,0)","v":0},{"$f":"IF($D230=\"Full\",'Failure Persistence Storage'!GF230,0)","v":0},{"$f":"IF($D230=\"Full\",'Failure Persistence Storage'!GI230,0)","v":0},{"$f":"IF($D230=\"Full\",'Failure Persistence Storage'!GJ230,0)","v":0},{"$f":"IF($D230=\"Full\",'Failure Persistence Storage'!GM230,0)","v":0},{"$f":"IF($D230=\"Full\",'Failure Persistence Storage'!GN230,0)","v":0},{"$f":"IF($D230=\"Full\",'Failure Persistence Storage'!GQ230,0)","v":0},{"$f":"IF($D230=\"Full\",'Failure Persistence Storage'!GR230,0)","v":0},{"$f":"IF($D230=\"Full\",'Failure Persistence Storage'!GU230,0)","v":0},{"$f":"IF($D230=\"Full\",'Failure Persistence Storage'!GV230,0)","v":0},{"$f":"IF($D230=\"Full\",'Failure Persistence Storage'!GY230,0)","v":0},{"$f":"IF($D230=\"Full\",'Failure Persistence Storage'!GZ230,0)","v":0},{"$f":"IF($D230=\"Full\",'Failure Persistence Storage'!HC230,0)","v":0},{"$f":"IF($D230=\"Full\",'Failure Persistence Storage'!HD230,0)","v":0},{"$f":"IF($D230=\"Full\",'Failure Persistence Storage'!HG230,0)","v":0},{"$f":"IF($D230=\"Full\",'Failure Persistence Storage'!HH230,0)","v":0},{"$f":"IF($D230=\"Full\",'Failure Persistence Storage'!HK230,0)","v":0},{"$f":"IF($D230=\"Full\",'Failure Persistence Storage'!HL230,0)","v":0},{"$f":"IF($D230=\"Full\",'Failure Persistence Storage'!HO230,0)","v":0}]
[null,null,null,null,null,null,null,null,null,null,null,null,null,null,null,null,null,null,null,null,null,null,null,null,null,null,null," "," "," "," "," "," "," "," "," "," "," "," "," "," "," "," "," "," "," "," "," "," "," "," "," "," "," "," "," "," "," "," "," "," "," "," "," "," "," "," "," "," "," "," "," "," "," "," "," "," "," "," "," "," "," "," "," "," "," "," "," "," "," "," "," "," "," "," "," "," "," "," "," "," "," "," "," "," "," "," "," "," "," "," "," "," "," "," "," "," "," "," "," "," "," "," "," "," "," "," "," "," "," "," "," "," "," "," "," "," "," "," "," "," "," "," "," "," "," "," "," "," "," "," "," "," "," "," "," "," "," "," "," "," "," "," "," "," "," "," "," "," "," "," "," "," "," "," "," "," "," "," "," "," "," "," "," "," "," "," "," "," "," "," "," "," "," "," "," "," "," "," "," "," "," "," "," "," "," "," "," "," "," "," "," "," "," "," "," "," "," "," "," "," "," "," ",null,{"$f":"IF($D232=\"Full\",'Failure Persistence Storage'!AB232,0)","v":0},{"$f":"IF($D232=\"Full\",'Failure Persistence Storage'!AE232,0)","v":0},{"$f":"IF($D232=\"Full\",'Failure Persistence Storage'!AF232,0)","v":0},{"$f":"IF($D232=\"Full\",'Failure Persistence Storage'!AI232,0)","v":0},{"$f":"IF($D232=\"Full\",'Failure Persistence Storage'!AJ232,0)","v":0},{"$f":"IF($D232=\"Full\",'Failure Persistence Storage'!AM232,0)","v":0},{"$f":"IF($D232=\"Full\",'Failure Persistence Storage'!AN232,0)","v":0},{"$f":"IF($D232=\"Full\",'Failure Persistence Storage'!AQ232,0)","v":0},{"$f":"IF($D232=\"Full\",'Failure Persistence Storage'!AR232,0)","v":0},{"$f":"IF($D232=\"Full\",'Failure Persistence Storage'!AU232,0)","v":0},{"$f":"IF($D232=\"Full\",'Failure Persistence Storage'!AV232,0)","v":0},{"$f":"IF($D232=\"Full\",'Failure Persistence Storage'!AY232,0)","v":0},{"$f":"IF($D232=\"Full\",'Failure Persistence Storage'!AZ232,0)","v":0},{"$f":"IF($D232=\"Full\",'Failure Persistence Storage'!BC232,0)","v":0},{"$f":"IF($D232=\"Full\",'Failure Persistence Storage'!BD232,0)","v":0},{"$f":"IF($D232=\"Full\",'Failure Persistence Storage'!BG232,0)","v":0},{"$f":"IF($D232=\"Full\",'Failure Persistence Storage'!BH232,0)","v":0},{"$f":"IF($D232=\"Full\",'Failure Persistence Storage'!BK232,0)","v":0},{"$f":"IF($D232=\"Full\",'Failure Persistence Storage'!BL232,0)","v":0},{"$f":"IF($D232=\"Full\",'Failure Persistence Storage'!BO232,0)","v":0},{"$f":"IF($D232=\"Full\",'Failure Persistence Storage'!BP232,0)","v":0},{"$f":"IF($D232=\"Full\",'Failure Persistence Storage'!BS232,0)","v":0},{"$f":"IF($D232=\"Full\",'Failure Persistence Storage'!BT232,0)","v":0},{"$f":"IF($D232=\"Full\",'Failure Persistence Storage'!BW232,0)","v":0},{"$f":"IF($D232=\"Full\",'Failure Persistence Storage'!BX232,0)","v":0},{"$f":"IF($D232=\"Full\",'Failure Persistence Storage'!CA232,0)","v":0},{"$f":"IF($D232=\"Full\",'Failure Persistence Storage'!CB232,0)","v":0},{"$f":"IF($D232=\"Full\",'Failure Persistence Storage'!CE232,0)","v":0},{"$f":"IF($D232=\"Full\",'Failure Persistence Storage'!CF232,0)","v":0},{"$f":"IF($D232=\"Full\",'Failure Persistence Storage'!CI232,0)","v":0},{"$f":"IF($D232=\"Full\",'Failure Persistence Storage'!CJ232,0)","v":0},{"$f":"IF($D232=\"Full\",'Failure Persistence Storage'!CM232,0)","v":0},{"$f":"IF($D232=\"Full\",'Failure Persistence Storage'!CN232,0)","v":0},{"$f":"IF($D232=\"Full\",'Failure Persistence Storage'!CQ232,0)","v":0},{"$f":"IF($D232=\"Full\",'Failure Persistence Storage'!CR232,0)","v":0},{"$f":"IF($D232=\"Full\",'Failure Persistence Storage'!CU232,0)","v":0},{"$f":"IF($D232=\"Full\",'Failure Persistence Storage'!CV232,0)","v":0},{"$f":"IF($D232=\"Full\",'Failure Persistence Storage'!CY232,0)","v":0},{"$f":"IF($D232=\"Full\",'Failure Persistence Storage'!CZ232,0)","v":0},{"$f":"IF($D232=\"Full\",'Failure Persistence Storage'!DC232,0)","v":0},{"$f":"IF($D232=\"Full\",'Failure Persistence Storage'!DD232,0)","v":0},{"$f":"IF($D232=\"Full\",'Failure Persistence Storage'!DG232,0)","v":0},{"$f":"IF($D232=\"Full\",'Failure Persistence Storage'!DH232,0)","v":0},{"$f":"IF($D232=\"Full\",'Failure Persistence Storage'!DK232,0)","v":0},{"$f":"IF($D232=\"Full\",'Failure Persistence Storage'!DL232,0)","v":0},{"$f":"IF($D232=\"Full\",'Failure Persistence Storage'!DO232,0)","v":0},{"$f":"IF($D232=\"Full\",'Failure Persistence Storage'!DP232,0)","v":0},{"$f":"IF($D232=\"Full\",'Failure Persistence Storage'!DS232,0)","v":0},{"$f":"IF($D232=\"Full\",'Failure Persistence Storage'!DT232,0)","v":0},{"$f":"IF($D232=\"Full\",'Failure Persistence Storage'!DW232,0)","v":0},{"$f":"IF($D232=\"Full\",'Failure Persistence Storage'!DX232,0)","v":0},{"$f":"IF($D232=\"Full\",'Failure Persistence Storage'!EA232,0)","v":0},{"$f":"IF($D232=\"Full\",'Failure Persistence Storage'!EB232,0)","v":0},{"$f":"IF($D232=\"Full\",'Failure Persistence Storage'!EE232,0)","v":0},{"$f":"IF($D232=\"Full\",'Failure Persistence Storage'!EF232,0)","v":0},{"$f":"IF($D232=\"Full\",'Failure Persistence Storage'!EI232,0)","v":0},{"$f":"IF($D232=\"Full\",'Failure Persistence Storage'!EJ232,0)","v":0},{"$f":"IF($D232=\"Full\",'Failure Persistence Storage'!EM232,0)","v":0},{"$f":"IF($D232=\"Full\",'Failure Persistence Storage'!EN232,0)","v":0},{"$f":"IF($D232=\"Full\",'Failure Persistence Storage'!EQ232,0)","v":0},{"$f":"IF($D232=\"Full\",'Failure Persistence Storage'!ER232,0)","v":0},{"$f":"IF($D232=\"Full\",'Failure Persistence Storage'!EU232,0)","v":0},{"$f":"IF($D232=\"Full\",'Failure Persistence Storage'!EV232,0)","v":0},{"$f":"IF($D232=\"Full\",'Failure Persistence Storage'!EY232,0)","v":0},{"$f":"IF($D232=\"Full\",'Failure Persistence Storage'!EZ232,0)","v":0},{"$f":"IF($D232=\"Full\",'Failure Persistence Storage'!FC232,0)","v":0},{"$f":"IF($D232=\"Full\",'Failure Persistence Storage'!FD232,0)","v":0},{"$f":"IF($D232=\"Full\",'Failure Persistence Storage'!FG232,0)","v":0},{"$f":"IF($D232=\"Full\",'Failure Persistence Storage'!FH232,0)","v":0},{"$f":"IF($D232=\"Full\",'Failure Persistence Storage'!FK232,0)","v":0},{"$f":"IF($D232=\"Full\",'Failure Persistence Storage'!FL232,0)","v":0},{"$f":"IF($D232=\"Full\",'Failure Persistence Storage'!FO232,0)","v":0},{"$f":"IF($D232=\"Full\",'Failure Persistence Storage'!FP232,0)","v":0},{"$f":"IF($D232=\"Full\",'Failure Persistence Storage'!FS232,0)","v":0},{"$f":"IF($D232=\"Full\",'Failure Persistence Storage'!FT232,0)","v":0},{"$f":"IF($D232=\"Full\",'Failure Persistence Storage'!FW232,0)","v":0},{"$f":"IF($D232=\"Full\",'Failure Persistence Storage'!FX232,0)","v":0},{"$f":"IF($D232=\"Full\",'Failure Persistence Storage'!GA232,0)","v":0},{"$f":"IF($D232=\"Full\",'Failure Persistence Storage'!GB232,0)","v":0},{"$f":"IF($D232=\"Full\",'Failure Persistence Storage'!GE232,0)","v":0},{"$f":"IF($D232=\"Full\",'Failure Persistence Storage'!GF232,0)","v":0},{"$f":"IF($D232=\"Full\",'Failure Persistence Storage'!GI232,0)","v":0},{"$f":"IF($D232=\"Full\",'Failure Persistence Storage'!GJ232,0)","v":0},{"$f":"IF($D232=\"Full\",'Failure Persistence Storage'!GM232,0)","v":0},{"$f":"IF($D232=\"Full\",'Failure Persistence Storage'!GN232,0)","v":0},{"$f":"IF($D232=\"Full\",'Failure Persistence Storage'!GQ232,0)","v":0},{"$f":"IF($D232=\"Full\",'Failure Persistence Storage'!GR232,0)","v":0},{"$f":"IF($D232=\"Full\",'Failure Persistence Storage'!GU232,0)","v":0},{"$f":"IF($D232=\"Full\",'Failure Persistence Storage'!GV232,0)","v":0},{"$f":"IF($D232=\"Full\",'Failure Persistence Storage'!GY232,0)","v":0},{"$f":"IF($D232=\"Full\",'Failure Persistence Storage'!GZ232,0)","v":0},{"$f":"IF($D232=\"Full\",'Failure Persistence Storage'!HC232,0)","v":0},{"$f":"IF($D232=\"Full\",'Failure Persistence Storage'!HD232,0)","v":0},{"$f":"IF($D232=\"Full\",'Failure Persistence Storage'!HG232,0)","v":0},{"$f":"IF($D232=\"Full\",'Failure Persistence Storage'!HH232,0)","v":0},{"$f":"IF($D232=\"Full\",'Failure Persistence Storage'!HK232,0)","v":0},{"$f":"IF($D232=\"Full\",'Failure Persistence Storage'!HL232,0)","v":0},{"$f":"IF($D232=\"Full\",'Failure Persistence Storage'!HO232,0)","v":0}]
[null,"Section ",null,null,null,null,null,null,null,null,null,null,null,null,null,null,null,null,null,null,null,null,null,null,null,null,null,null,null,null,null,null,null,null,null,null,null,null,null,null,null,null,null,null,null,null,null,null,null,null,null,null,null,null,null,null,null,null,null,null,null,null,null,null,null,null,null,null,null,null,null,null,null,null,null,null,null,null,null,null,null,null,null,null,null,null,null,null,null,null,null,null,null,null,null,null,null,null,null,null,null,null,null,null,null,null,null,null,null,null,null,null,null,null,null,null,null,null,null,null,null,null,null,null,null,null,null,null,null,null,null,null,null,null,null,null,null,null,null,null,null,null,null,null,null,null,null,null,null,null,null,null,null,null,null,null,null,null,null,null,null,null,null,null,null,null,null,null,null,null,null,null,null,null,null,null,null,null,null,null,null,null,null,null,null,null,null,null,null,null,null,null,null,null,null,null,null,null,null,null,null,null,null,null,null,null,null,null,null,null,null,null,null,null,null,null,null,null,null,null,null,null,null,null,{"$f":"IF($D235=\"Full\",'Failure Persistence Storage'!AB235,0)","v":0},{"$f":"IF($D235=\"Full\",'Failure Persistence Storage'!AE235,0)","v":0},{"$f":"IF($D235=\"Full\",'Failure Persistence Storage'!AF235,0)","v":0},{"$f":"IF($D235=\"Full\",'Failure Persistence Storage'!AI235,0)","v":0},{"$f":"IF($D235=\"Full\",'Failure Persistence Storage'!AJ235,0)","v":0},{"$f":"IF($D235=\"Full\",'Failure Persistence Storage'!AM235,0)","v":0},{"$f":"IF($D235=\"Full\",'Failure Persistence Storage'!AN235,0)","v":0},{"$f":"IF($D235=\"Full\",'Failure Persistence Storage'!AQ235,0)","v":0},{"$f":"IF($D235=\"Full\",'Failure Persistence Storage'!AR235,0)","v":0},{"$f":"IF($D235=\"Full\",'Failure Persistence Storage'!AU235,0)","v":0},{"$f":"IF($D235=\"Full\",'Failure Persistence Storage'!AV235,0)","v":0},{"$f":"IF($D235=\"Full\",'Failure Persistence Storage'!AY235,0)","v":0},{"$f":"IF($D235=\"Full\",'Failure Persistence Storage'!AZ235,0)","v":0},{"$f":"IF($D235=\"Full\",'Failure Persistence Storage'!BC235,0)","v":0},{"$f":"IF($D235=\"Full\",'Failure Persistence Storage'!BD235,0)","v":0},{"$f":"IF($D235=\"Full\",'Failure Persistence Storage'!BG235,0)","v":0},{"$f":"IF($D235=\"Full\",'Failure Persistence Storage'!BH235,0)","v":0},{"$f":"IF($D235=\"Full\",'Failure Persistence Storage'!BK235,0)","v":0},{"$f":"IF($D235=\"Full\",'Failure Persistence Storage'!BL235,0)","v":0},{"$f":"IF($D235=\"Full\",'Failure Persistence Storage'!BO235,0)","v":0},{"$f":"IF($D235=\"Full\",'Failure Persistence Storage'!BP235,0)","v":0},{"$f":"IF($D235=\"Full\",'Failure Persistence Storage'!BS235,0)","v":0},{"$f":"IF($D235=\"Full\",'Failure Persistence Storage'!BT235,0)","v":0},{"$f":"IF($D235=\"Full\",'Failure Persistence Storage'!BW235,0)","v":0},{"$f":"IF($D235=\"Full\",'Failure Persistence Storage'!BX235,0)","v":0},{"$f":"IF($D235=\"Full\",'Failure Persistence Storage'!CA235,0)","v":0},{"$f":"IF($D235=\"Full\",'Failure Persistence Storage'!CB235,0)","v":0},{"$f":"IF($D235=\"Full\",'Failure Persistence Storage'!CE235,0)","v":0},{"$f":"IF($D235=\"Full\",'Failure Persistence Storage'!CF235,0)","v":0},{"$f":"IF($D235=\"Full\",'Failure Persistence Storage'!CI235,0)","v":0},{"$f":"IF($D235=\"Full\",'Failure Persistence Storage'!CJ235,0)","v":0},{"$f":"IF($D235=\"Full\",'Failure Persistence Storage'!CM235,0)","v":0},{"$f":"IF($D235=\"Full\",'Failure Persistence Storage'!CN235,0)","v":0},{"$f":"IF($D235=\"Full\",'Failure Persistence Storage'!CQ235,0)","v":0},{"$f":"IF($D235=\"Full\",'Failure Persistence Storage'!CR235,0)","v":0},{"$f":"IF($D235=\"Full\",'Failure Persistence Storage'!CU235,0)","v":0},{"$f":"IF($D235=\"Full\",'Failure Persistence Storage'!CV235,0)","v":0},{"$f":"IF($D235=\"Full\",'Failure Persistence Storage'!CY235,0)","v":0},{"$f":"IF($D235=\"Full\",'Failure Persistence Storage'!CZ235,0)","v":0},{"$f":"IF($D235=\"Full\",'Failure Persistence Storage'!DC235,0)","v":0},{"$f":"IF($D235=\"Full\",'Failure Persistence Storage'!DD235,0)","v":0},{"$f":"IF($D235=\"Full\",'Failure Persistence Storage'!DG235,0)","v":0},{"$f":"IF($D235=\"Full\",'Failure Persistence Storage'!DH235,0)","v":0},{"$f":"IF($D235=\"Full\",'Failure Persistence Storage'!DK235,0)","v":0},{"$f":"IF($D235=\"Full\",'Failure Persistence Storage'!DL235,0)","v":0},{"$f":"IF($D235=\"Full\",'Failure Persistence Storage'!DO235,0)","v":0},{"$f":"IF($D235=\"Full\",'Failure Persistence Storage'!DP235,0)","v":0},{"$f":"IF($D235=\"Full\",'Failure Persistence Storage'!DS235,0)","v":0},{"$f":"IF($D235=\"Full\",'Failure Persistence Storage'!DT235,0)","v":0},{"$f":"IF($D235=\"Full\",'Failure Persistence Storage'!DW235,0)","v":0},{"$f":"IF($D235=\"Full\",'Failure Persistence Storage'!DX235,0)","v":0},{"$f":"IF($D235=\"Full\",'Failure Persistence Storage'!EA235,0)","v":0},{"$f":"IF($D235=\"Full\",'Failure Persistence Storage'!EB235,0)","v":0},{"$f":"IF($D235=\"Full\",'Failure Persistence Storage'!EE235,0)","v":0},{"$f":"IF($D235=\"Full\",'Failure Persistence Storage'!EF235,0)","v":0},{"$f":"IF($D235=\"Full\",'Failure Persistence Storage'!EI235,0)","v":0},{"$f":"IF($D235=\"Full\",'Failure Persistence Storage'!EJ235,0)","v":0},{"$f":"IF($D235=\"Full\",'Failure Persistence Storage'!EM235,0)","v":0},{"$f":"IF($D235=\"Full\",'Failure Persistence Storage'!EN235,0)","v":0},{"$f":"IF($D235=\"Full\",'Failure Persistence Storage'!EQ235,0)","v":0},{"$f":"IF($D235=\"Full\",'Failure Persistence Storage'!ER235,0)","v":0},{"$f":"IF($D235=\"Full\",'Failure Persistence Storage'!EU235,0)","v":0},{"$f":"IF($D235=\"Full\",'Failure Persistence Storage'!EV235,0)","v":0},{"$f":"IF($D235=\"Full\",'Failure Persistence Storage'!EY235,0)","v":0},{"$f":"IF($D235=\"Full\",'Failure Persistence Storage'!EZ235,0)","v":0},{"$f":"IF($D235=\"Full\",'Failure Persistence Storage'!FC235,0)","v":0},{"$f":"IF($D235=\"Full\",'Failure Persistence Storage'!FD235,0)","v":0},{"$f":"IF($D235=\"Full\",'Failure Persistence Storage'!FG235,0)","v":0},{"$f":"IF($D235=\"Full\",'Failure Persistence Storage'!FH235,0)","v":0},{"$f":"IF($D235=\"Full\",'Failure Persistence Storage'!FK235,0)","v":0},{"$f":"IF($D235=\"Full\",'Failure Persistence Storage'!FL235,0)","v":0},{"$f":"IF($D235=\"Full\",'Failure Persistence Storage'!FO235,0)","v":0},{"$f":"IF($D235=\"Full\",'Failure Persistence Storage'!FP235,0)","v":0},{"$f":"IF($D235=\"Full\",'Failure Persistence Storage'!FS235,0)","v":0},{"$f":"IF($D235=\"Full\",'Failure Persistence Storage'!FT235,0)","v":0},{"$f":"IF($D235=\"Full\",'Failure Persistence Storage'!FW235,0)","v":0},{"$f":"IF($D235=\"Full\",'Failure Persistence Storage'!FX235,0)","v":0},{"$f":"IF($D235=\"Full\",'Failure Persistence Storage'!GA235,0)","v":0},{"$f":"IF($D235=\"Full\",'Failure Persistence Storage'!GB235,0)","v":0},{"$f":"IF($D235=\"Full\",'Failure Persistence Storage'!GE235,0)","v":0},{"$f":"IF($D235=\"Full\",'Failure Persistence Storage'!GF235,0)","v":0},{"$f":"IF($D235=\"Full\",'Failure Persistence Storage'!GI235,0)","v":0},{"$f":"IF($D235=\"Full\",'Failure Persistence Storage'!GJ235,0)","v":0},{"$f":"IF($D235=\"Full\",'Failure Persistence Storage'!GM235,0)","v":0},{"$f":"IF($D235=\"Full\",'Failure Persistence Storage'!GN235,0)","v":0},{"$f":"IF($D235=\"Full\",'Failure Persistence Storage'!GQ235,0)","v":0},{"$f":"IF($D235=\"Full\",'Failure Persistence Storage'!GR235,0)","v":0},{"$f":"IF($D235=\"Full\",'Failure Persistence Storage'!GU235,0)","v":0},{"$f":"IF($D235=\"Full\",'Failure Persistence Storage'!GV235,0)","v":0},{"$f":"IF($D235=\"Full\",'Failure Persistence Storage'!GY235,0)","v":0},{"$f":"IF($D235=\"Full\",'Failure Persistence Storage'!GZ235,0)","v":0},{"$f":"IF($D235=\"Full\",'Failure Persistence Storage'!HC235,0)","v":0},{"$f":"IF($D235=\"Full\",'Failure Persistence Storage'!HD235,0)","v":0},{"$f":"IF($D235=\"Full\",'Failure Persistence Storage'!HG235,0)","v":0},{"$f":"IF($D235=\"Full\",'Failure Persistence Storage'!HH235,0)","v":0},{"$f":"IF($D235=\"Full\",'Failure Persistence Storage'!HK235,0)","v":0},{"$f":"IF($D235=\"Full\",'Failure Persistence Storage'!HL235,0)","v":0},{"$f":"IF($D235=\"Full\",'Failure Persistence Storage'!HO235,0)","v":0}]
[null,null,null,null,null,null,null,null,null,null,null,null,null,null,null,null,null,null,null,null,null,null,null,null,null,null,null," "," "," "," "," "," "," "," "," "," "," "," "," "," "," "," "," "," "," "," "," "," "," "," "," "," "," "," "," "," "," "," "," "," "," "," "," "," "," "," "," "," "," "," "," "," "," "," "," "," "," "," "," "," "," "," "," "," "," "," "," "," "," "," "," "," "," "," "," "," "," "," "," "," "," "," "," "," "," "," "," "," "," "," "," "," "," "," "," "," "," "," "," "," "," "," "," "," "," "," "," "," "," "," "," "," "," "," "," "," "," "," "," "," "," "," "," "," "," "," "," "," "," "," "," "," "," "," "," "," "," "," "," "," "," "," "," "," "," "," "," "," "," "," "," "," "," "," "," "," "," "," "," "," "," "," "," "," "," "," "," "," "," "," "," "," "," "," "," "," "," "," "," "," "," "," "," "," "," "," "," "," "," "," "," "," "," "," "," "," "," "," "," "," "," "," ",null,{"$f":"IF($D240=\"Full\",'Failure Persistence Storage'!AB240,0)","v":0},{"$f":"IF($D240=\"Full\",'Failure Persistence Storage'!AE240,0)","v":0},{"$f":"IF($D240=\"Full\",'Failure Persistence Storage'!AF240,0)","v":0},{"$f":"IF($D240=\"Full\",'Failure Persistence Storage'!AI240,0)","v":0},{"$f":"IF($D240=\"Full\",'Failure Persistence Storage'!AJ240,0)","v":0},{"$f":"IF($D240=\"Full\",'Failure Persistence Storage'!AM240,0)","v":0},{"$f":"IF($D240=\"Full\",'Failure Persistence Storage'!AN240,0)","v":0},{"$f":"IF($D240=\"Full\",'Failure Persistence Storage'!AQ240,0)","v":0},{"$f":"IF($D240=\"Full\",'Failure Persistence Storage'!AR240,0)","v":0},{"$f":"IF($D240=\"Full\",'Failure Persistence Storage'!AU240,0)","v":0},{"$f":"IF($D240=\"Full\",'Failure Persistence Storage'!AV240,0)","v":0},{"$f":"IF($D240=\"Full\",'Failure Persistence Storage'!AY240,0)","v":0},{"$f":"IF($D240=\"Full\",'Failure Persistence Storage'!AZ240,0)","v":0},{"$f":"IF($D240=\"Full\",'Failure Persistence Storage'!BC240,0)","v":0},{"$f":"IF($D240=\"Full\",'Failure Persistence Storage'!BD240,0)","v":0},{"$f":"IF($D240=\"Full\",'Failure Persistence Storage'!BG240,0)","v":0},{"$f":"IF($D240=\"Full\",'Failure Persistence Storage'!BH240,0)","v":0},{"$f":"IF($D240=\"Full\",'Failure Persistence Storage'!BK240,0)","v":0},{"$f":"IF($D240=\"Full\",'Failure Persistence Storage'!BL240,0)","v":0},{"$f":"IF($D240=\"Full\",'Failure Persistence Storage'!BO240,0)","v":0},{"$f":"IF($D240=\"Full\",'Failure Persistence Storage'!BP240,0)","v":0},{"$f":"IF($D240=\"Full\",'Failure Persistence Storage'!BS240,0)","v":0},{"$f":"IF($D240=\"Full\",'Failure Persistence Storage'!BT240,0)","v":0},{"$f":"IF($D240=\"Full\",'Failure Persistence Storage'!BW240,0)","v":0},{"$f":"IF($D240=\"Full\",'Failure Persistence Storage'!BX240,0)","v":0},{"$f":"IF($D240=\"Full\",'Failure Persistence Storage'!CA240,0)","v":0},{"$f":"IF($D240=\"Full\",'Failure Persistence Storage'!CB240,0)","v":0},{"$f":"IF($D240=\"Full\",'Failure Persistence Storage'!CE240,0)","v":0},{"$f":"IF($D240=\"Full\",'Failure Persistence Storage'!CF240,0)","v":0},{"$f":"IF($D240=\"Full\",'Failure Persistence Storage'!CI240,0)","v":0},{"$f":"IF($D240=\"Full\",'Failure Persistence Storage'!CJ240,0)","v":0},{"$f":"IF($D240=\"Full\",'Failure Persistence Storage'!CM240,0)","v":0},{"$f":"IF($D240=\"Full\",'Failure Persistence Storage'!CN240,0)","v":0},{"$f":"IF($D240=\"Full\",'Failure Persistence Storage'!CQ240,0)","v":0},{"$f":"IF($D240=\"Full\",'Failure Persistence Storage'!CR240,0)","v":0},{"$f":"IF($D240=\"Full\",'Failure Persistence Storage'!CU240,0)","v":0},{"$f":"IF($D240=\"Full\",'Failure Persistence Storage'!CV240,0)","v":0},{"$f":"IF($D240=\"Full\",'Failure Persistence Storage'!CY240,0)","v":0},{"$f":"IF($D240=\"Full\",'Failure Persistence Storage'!CZ240,0)","v":0},{"$f":"IF($D240=\"Full\",'Failure Persistence Storage'!DC240,0)","v":0},{"$f":"IF($D240=\"Full\",'Failure Persistence Storage'!DD240,0)","v":0},{"$f":"IF($D240=\"Full\",'Failure Persistence Storage'!DG240,0)","v":0},{"$f":"IF($D240=\"Full\",'Failure Persistence Storage'!DH240,0)","v":0},{"$f":"IF($D240=\"Full\",'Failure Persistence Storage'!DK240,0)","v":0},{"$f":"IF($D240=\"Full\",'Failure Persistence Storage'!DL240,0)","v":0},{"$f":"IF($D240=\"Full\",'Failure Persistence Storage'!DO240,0)","v":0},{"$f":"IF($D240=\"Full\",'Failure Persistence Storage'!DP240,0)","v":0},{"$f":"IF($D240=\"Full\",'Failure Persistence Storage'!DS240,0)","v":0},{"$f":"IF($D240=\"Full\",'Failure Persistence Storage'!DT240,0)","v":0},{"$f":"IF($D240=\"Full\",'Failure Persistence Storage'!DW240,0)","v":0},{"$f":"IF($D240=\"Full\",'Failure Persistence Storage'!DX240,0)","v":0},{"$f":"IF($D240=\"Full\",'Failure Persistence Storage'!EA240,0)","v":0},{"$f":"IF($D240=\"Full\",'Failure Persistence Storage'!EB240,0)","v":0},{"$f":"IF($D240=\"Full\",'Failure Persistence Storage'!EE240,0)","v":0},{"$f":"IF($D240=\"Full\",'Failure Persistence Storage'!EF240,0)","v":0},{"$f":"IF($D240=\"Full\",'Failure Persistence Storage'!EI240,0)","v":0},{"$f":"IF($D240=\"Full\",'Failure Persistence Storage'!EJ240,0)","v":0},{"$f":"IF($D240=\"Full\",'Failure Persistence Storage'!EM240,0)","v":0},{"$f":"IF($D240=\"Full\",'Failure Persistence Storage'!EN240,0)","v":0},{"$f":"IF($D240=\"Full\",'Failure Persistence Storage'!EQ240,0)","v":0},{"$f":"IF($D240=\"Full\",'Failure Persistence Storage'!ER240,0)","v":0},{"$f":"IF($D240=\"Full\",'Failure Persistence Storage'!EU240,0)","v":0},{"$f":"IF($D240=\"Full\",'Failure Persistence Storage'!EV240,0)","v":0},{"$f":"IF($D240=\"Full\",'Failure Persistence Storage'!EY240,0)","v":0},{"$f":"IF($D240=\"Full\",'Failure Persistence Storage'!EZ240,0)","v":0},{"$f":"IF($D240=\"Full\",'Failure Persistence Storage'!FC240,0)","v":0},{"$f":"IF($D240=\"Full\",'Failure Persistence Storage'!FD240,0)","v":0},{"$f":"IF($D240=\"Full\",'Failure Persistence Storage'!FG240,0)","v":0},{"$f":"IF($D240=\"Full\",'Failure Persistence Storage'!FH240,0)","v":0},{"$f":"IF($D240=\"Full\",'Failure Persistence Storage'!FK240,0)","v":0},{"$f":"IF($D240=\"Full\",'Failure Persistence Storage'!FL240,0)","v":0},{"$f":"IF($D240=\"Full\",'Failure Persistence Storage'!FO240,0)","v":0},{"$f":"IF($D240=\"Full\",'Failure Persistence Storage'!FP240,0)","v":0},{"$f":"IF($D240=\"Full\",'Failure Persistence Storage'!FS240,0)","v":0},{"$f":"IF($D240=\"Full\",'Failure Persistence Storage'!FT240,0)","v":0},{"$f":"IF($D240=\"Full\",'Failure Persistence Storage'!FW240,0)","v":0},{"$f":"IF($D240=\"Full\",'Failure Persistence Storage'!FX240,0)","v":0},{"$f":"IF($D240=\"Full\",'Failure Persistence Storage'!GA240,0)","v":0},{"$f":"IF($D240=\"Full\",'Failure Persistence Storage'!GB240,0)","v":0},{"$f":"IF($D240=\"Full\",'Failure Persistence Storage'!GE240,0)","v":0},{"$f":"IF($D240=\"Full\",'Failure Persistence Storage'!GF240,0)","v":0},{"$f":"IF($D240=\"Full\",'Failure Persistence Storage'!GI240,0)","v":0},{"$f":"IF($D240=\"Full\",'Failure Persistence Storage'!GJ240,0)","v":0},{"$f":"IF($D240=\"Full\",'Failure Persistence Storage'!GM240,0)","v":0},{"$f":"IF($D240=\"Full\",'Failure Persistence Storage'!GN240,0)","v":0},{"$f":"IF($D240=\"Full\",'Failure Persistence Storage'!GQ240,0)","v":0},{"$f":"IF($D240=\"Full\",'Failure Persistence Storage'!GR240,0)","v":0},{"$f":"IF($D240=\"Full\",'Failure Persistence Storage'!GU240,0)","v":0},{"$f":"IF($D240=\"Full\",'Failure Persistence Storage'!GV240,0)","v":0},{"$f":"IF($D240=\"Full\",'Failure Persistence Storage'!GY240,0)","v":0},{"$f":"IF($D240=\"Full\",'Failure Persistence Storage'!GZ240,0)","v":0},{"$f":"IF($D240=\"Full\",'Failure Persistence Storage'!HC240,0)","v":0},{"$f":"IF($D240=\"Full\",'Failure Persistence Storage'!HD240,0)","v":0},{"$f":"IF($D240=\"Full\",'Failure Persistence Storage'!HG240,0)","v":0},{"$f":"IF($D240=\"Full\",'Failure Persistence Storage'!HH240,0)","v":0},{"$f":"IF($D240=\"Full\",'Failure Persistence Storage'!HK240,0)","v":0},{"$f":"IF($D240=\"Full\",'Failure Persistence Storage'!HL240,0)","v":0},{"$f":"IF($D240=\"Full\",'Failure Persistence Storage'!HO240,0)","v":0}]
[null,null,null,null,null,null,null,null,null,null,null,null,null,null,null,null,null,null,null,null,null,null,null,null,null,null,null," "," "," "," "," "," "," "," "," "," "," "," "," "," "," "," "," "," "," "," "," "," "," "," "," "," "," "," "," "," "," "," "," "," "," "," "," "," "," "," "," "," "," "," "," "," "," "," "," "," "," "," "," "," "," "," "," "," "," "," "," "," "," "," "," "," "," "," "," "," "," "," "," "," "," "," "," "," "," "," "," "," "," "," "," "," "," "," "," "," "," "," "," "," "," "," "," "," "," "," "," "," "," "," "," "," "," "," "," "," "," "," "," "," "," "," "," "," "," "," "," "," "," "," "," "," "," "," "," "," "," "," "," "," "," "," "," "," "," "," "," "," "," "," "," "," "," "," "," "," "," "," "," "," "," "," "," "," "," "," "," "," "," "," "," "," "," "," "," "," "," "," "," "," "," "," "," "," "," "," "," "," "," "," "," "," "," "," "," "," "," "," "," "," "," "," ",null,{"$f":"IF($D244=\"Full\",'Failure Persistence Storage'!AB244,0)","v":0},{"$f":"IF($D244=\"Full\",'Failure Persistence Storage'!AE244,0)","v":0},{"$f":"IF($D244=\"Full\",'Failure Persistence Storage'!AF244,0)","v":0},{"$f":"IF($D244=\"Full\",'Failure Persistence Storage'!AI244,0)","v":0},{"$f":"IF($D244=\"Full\",'Failure Persistence Storage'!AJ244,0)","v":0},{"$f":"IF($D244=\"Full\",'Failure Persistence Storage'!AM244,0)","v":0},{"$f":"IF($D244=\"Full\",'Failure Persistence Storage'!AN244,0)","v":0},{"$f":"IF($D244=\"Full\",'Failure Persistence Storage'!AQ244,0)","v":0},{"$f":"IF($D244=\"Full\",'Failure Persistence Storage'!AR244,0)","v":0},{"$f":"IF($D244=\"Full\",'Failure Persistence Storage'!AU244,0)","v":0},{"$f":"IF($D244=\"Full\",'Failure Persistence Storage'!AV244,0)","v":0},{"$f":"IF($D244=\"Full\",'Failure Persistence Storage'!AY244,0)","v":0},{"$f":"IF($D244=\"Full\",'Failure Persistence Storage'!AZ244,0)","v":0},{"$f":"IF($D244=\"Full\",'Failure Persistence Storage'!BC244,0)","v":0},{"$f":"IF($D244=\"Full\",'Failure Persistence Storage'!BD244,0)","v":0},{"$f":"IF($D244=\"Full\",'Failure Persistence Storage'!BG244,0)","v":0},{"$f":"IF($D244=\"Full\",'Failure Persistence Storage'!BH244,0)","v":0},{"$f":"IF($D244=\"Full\",'Failure Persistence Storage'!BK244,0)","v":0},{"$f":"IF($D244=\"Full\",'Failure Persistence Storage'!BL244,0)","v":0},{"$f":"IF($D244=\"Full\",'Failure Persistence Storage'!BO244,0)","v":0},{"$f":"IF($D244=\"Full\",'Failure Persistence Storage'!BP244,0)","v":0},{"$f":"IF($D244=\"Full\",'Failure Persistence Storage'!BS244,0)","v":0},{"$f":"IF($D244=\"Full\",'Failure Persistence Storage'!BT244,0)","v":0},{"$f":"IF($D244=\"Full\",'Failure Persistence Storage'!BW244,0)","v":0},{"$f":"IF($D244=\"Full\",'Failure Persistence Storage'!BX244,0)","v":0},{"$f":"IF($D244=\"Full\",'Failure Persistence Storage'!CA244,0)","v":0},{"$f":"IF($D244=\"Full\",'Failure Persistence Storage'!CB244,0)","v":0},{"$f":"IF($D244=\"Full\",'Failure Persistence Storage'!CE244,0)","v":0},{"$f":"IF($D244=\"Full\",'Failure Persistence Storage'!CF244,0)","v":0},{"$f":"IF($D244=\"Full\",'Failure Persistence Storage'!CI244,0)","v":0},{"$f":"IF($D244=\"Full\",'Failure Persistence Storage'!CJ244,0)","v":0},{"$f":"IF($D244=\"Full\",'Failure Persistence Storage'!CM244,0)","v":0},{"$f":"IF($D244=\"Full\",'Failure Persistence Storage'!CN244,0)","v":0},{"$f":"IF($D244=\"Full\",'Failure Persistence Storage'!CQ244,0)","v":0},{"$f":"IF($D244=\"Full\",'Failure Persistence Storage'!CR244,0)","v":0},{"$f":"IF($D244=\"Full\",'Failure Persistence Storage'!CU244,0)","v":0},{"$f":"IF($D244=\"Full\",'Failure Persistence Storage'!CV244,0)","v":0},{"$f":"IF($D244=\"Full\",'Failure Persistence Storage'!CY244,0)","v":0},{"$f":"IF($D244=\"Full\",'Failure Persistence Storage'!CZ244,0)","v":0},{"$f":"IF($D244=\"Full\",'Failure Persistence Storage'!DC244,0)","v":0},{"$f":"IF($D244=\"Full\",'Failure Persistence Storage'!DD244,0)","v":0},{"$f":"IF($D244=\"Full\",'Failure Persistence Storage'!DG244,0)","v":0},{"$f":"IF($D244=\"Full\",'Failure Persistence Storage'!DH244,0)","v":0},{"$f":"IF($D244=\"Full\",'Failure Persistence Storage'!DK244,0)","v":0},{"$f":"IF($D244=\"Full\",'Failure Persistence Storage'!DL244,0)","v":0},{"$f":"IF($D244=\"Full\",'Failure Persistence Storage'!DO244,0)","v":0},{"$f":"IF($D244=\"Full\",'Failure Persistence Storage'!DP244,0)","v":0},{"$f":"IF($D244=\"Full\",'Failure Persistence Storage'!DS244,0)","v":0},{"$f":"IF($D244=\"Full\",'Failure Persistence Storage'!DT244,0)","v":0},{"$f":"IF($D244=\"Full\",'Failure Persistence Storage'!DW244,0)","v":0},{"$f":"IF($D244=\"Full\",'Failure Persistence Storage'!DX244,0)","v":0},{"$f":"IF($D244=\"Full\",'Failure Persistence Storage'!EA244,0)","v":0},{"$f":"IF($D244=\"Full\",'Failure Persistence Storage'!EB244,0)","v":0},{"$f":"IF($D244=\"Full\",'Failure Persistence Storage'!EE244,0)","v":0},{"$f":"IF($D244=\"Full\",'Failure Persistence Storage'!EF244,0)","v":0},{"$f":"IF($D244=\"Full\",'Failure Persistence Storage'!EI244,0)","v":0},{"$f":"IF($D244=\"Full\",'Failure Persistence Storage'!EJ244,0)","v":0},{"$f":"IF($D244=\"Full\",'Failure Persistence Storage'!EM244,0)","v":0},{"$f":"IF($D244=\"Full\",'Failure Persistence Storage'!EN244,0)","v":0},{"$f":"IF($D244=\"Full\",'Failure Persistence Storage'!EQ244,0)","v":0},{"$f":"IF($D244=\"Full\",'Failure Persistence Storage'!ER244,0)","v":0},{"$f":"IF($D244=\"Full\",'Failure Persistence Storage'!EU244,0)","v":0},{"$f":"IF($D244=\"Full\",'Failure Persistence Storage'!EV244,0)","v":0},{"$f":"IF($D244=\"Full\",'Failure Persistence Storage'!EY244,0)","v":0},{"$f":"IF($D244=\"Full\",'Failure Persistence Storage'!EZ244,0)","v":0},{"$f":"IF($D244=\"Full\",'Failure Persistence Storage'!FC244,0)","v":0},{"$f":"IF($D244=\"Full\",'Failure Persistence Storage'!FD244,0)","v":0},{"$f":"IF($D244=\"Full\",'Failure Persistence Storage'!FG244,0)","v":0},{"$f":"IF($D244=\"Full\",'Failure Persistence Storage'!FH244,0)","v":0},{"$f":"IF($D244=\"Full\",'Failure Persistence Storage'!FK244,0)","v":0},{"$f":"IF($D244=\"Full\",'Failure Persistence Storage'!FL244,0)","v":0},{"$f":"IF($D244=\"Full\",'Failure Persistence Storage'!FO244,0)","v":0},{"$f":"IF($D244=\"Full\",'Failure Persistence Storage'!FP244,0)","v":0},{"$f":"IF($D244=\"Full\",'Failure Persistence Storage'!FS244,0)","v":0},{"$f":"IF($D244=\"Full\",'Failure Persistence Storage'!FT244,0)","v":0},{"$f":"IF($D244=\"Full\",'Failure Persistence Storage'!FW244,0)","v":0},{"$f":"IF($D244=\"Full\",'Failure Persistence Storage'!FX244,0)","v":0},{"$f":"IF($D244=\"Full\",'Failure Persistence Storage'!GA244,0)","v":0},{"$f":"IF($D244=\"Full\",'Failure Persistence Storage'!GB244,0)","v":0},{"$f":"IF($D244=\"Full\",'Failure Persistence Storage'!GE244,0)","v":0},{"$f":"IF($D244=\"Full\",'Failure Persistence Storage'!GF244,0)","v":0},{"$f":"IF($D244=\"Full\",'Failure Persistence Storage'!GI244,0)","v":0},{"$f":"IF($D244=\"Full\",'Failure Persistence Storage'!GJ244,0)","v":0},{"$f":"IF($D244=\"Full\",'Failure Persistence Storage'!GM244,0)","v":0},{"$f":"IF($D244=\"Full\",'Failure Persistence Storage'!GN244,0)","v":0},{"$f":"IF($D244=\"Full\",'Failure Persistence Storage'!GQ244,0)","v":0},{"$f":"IF($D244=\"Full\",'Failure Persistence Storage'!GR244,0)","v":0},{"$f":"IF($D244=\"Full\",'Failure Persistence Storage'!GU244,0)","v":0},{"$f":"IF($D244=\"Full\",'Failure Persistence Storage'!GV244,0)","v":0},{"$f":"IF($D244=\"Full\",'Failure Persistence Storage'!GY244,0)","v":0},{"$f":"IF($D244=\"Full\",'Failure Persistence Storage'!GZ244,0)","v":0},{"$f":"IF($D244=\"Full\",'Failure Persistence Storage'!HC244,0)","v":0},{"$f":"IF($D244=\"Full\",'Failure Persistence Storage'!HD244,0)","v":0},{"$f":"IF($D244=\"Full\",'Failure Persistence Storage'!HG244,0)","v":0},{"$f":"IF($D244=\"Full\",'Failure Persistence Storage'!HH244,0)","v":0},{"$f":"IF($D244=\"Full\",'Failure Persistence Storage'!HK244,0)","v":0},{"$f":"IF($D244=\"Full\",'Failure Persistence Storage'!HL244,0)","v":0},{"$f":"IF($D244=\"Full\",'Failure Persistence Storage'!HO244,0)","v":0}]
[null,null,null,null,null,null,null,null,null,null,null,null,null,null,null,null,null,null,null,null,null,null,null,null,null,null,null," "," "," "," "," "," "," "," "," "," "," "," "," "," "," "," "," "," "," "," "," "," "," "," "," "," "," "," "," "," "," "," "," "," "," "," "," "," "," "," "," "," "," "," "," "," "," "," "," "," "," "," "," "," "," "," "," "," "," "," "," "," "," "," "," "," "," "," "," "," "," "," "," "," "," "," "," "," "," "," "," "," "," "," "," "," "," "," "," "," "," "," "," "," "," "," "," "," "," "," "," "," "," "," "," "," "," "," "," "," "," "," "," "," "," "," "," "," "," "," "," "," "," "," "," "," "," "," "," "," "," "," "," "," "," "," "," "," "," "," "," "," "," "," "," "," "," "," "," "," "," "," "," "," "," "," "," "," "," "," "," "," "," "," "," "," "," "," "," "," "," "," "," "," "," "," "," "," "," "," "," "," "," "," "," "," "," "," "," "," "," "," "," "," "," "," ",null,{"$f":"IF($D249=\"Full\",'Failure Persistence Storage'!AB249,0)","v":0},{"$f":"IF($D249=\"Full\",'Failure Persistence Storage'!AE249,0)","v":0},{"$f":"IF($D249=\"Full\",'Failure Persistence Storage'!AF249,0)","v":0},{"$f":"IF($D249=\"Full\",'Failure Persistence Storage'!AI249,0)","v":0},{"$f":"IF($D249=\"Full\",'Failure Persistence Storage'!AJ249,0)","v":0},{"$f":"IF($D249=\"Full\",'Failure Persistence Storage'!AM249,0)","v":0},{"$f":"IF($D249=\"Full\",'Failure Persistence Storage'!AN249,0)","v":0},{"$f":"IF($D249=\"Full\",'Failure Persistence Storage'!AQ249,0)","v":0},{"$f":"IF($D249=\"Full\",'Failure Persistence Storage'!AR249,0)","v":0},{"$f":"IF($D249=\"Full\",'Failure Persistence Storage'!AU249,0)","v":0},{"$f":"IF($D249=\"Full\",'Failure Persistence Storage'!AV249,0)","v":0},{"$f":"IF($D249=\"Full\",'Failure Persistence Storage'!AY249,0)","v":0},{"$f":"IF($D249=\"Full\",'Failure Persistence Storage'!AZ249,0)","v":0},{"$f":"IF($D249=\"Full\",'Failure Persistence Storage'!BC249,0)","v":0},{"$f":"IF($D249=\"Full\",'Failure Persistence Storage'!BD249,0)","v":0},{"$f":"IF($D249=\"Full\",'Failure Persistence Storage'!BG249,0)","v":0},{"$f":"IF($D249=\"Full\",'Failure Persistence Storage'!BH249,0)","v":0},{"$f":"IF($D249=\"Full\",'Failure Persistence Storage'!BK249,0)","v":0},{"$f":"IF($D249=\"Full\",'Failure Persistence Storage'!BL249,0)","v":0},{"$f":"IF($D249=\"Full\",'Failure Persistence Storage'!BO249,0)","v":0},{"$f":"IF($D249=\"Full\",'Failure Persistence Storage'!BP249,0)","v":0},{"$f":"IF($D249=\"Full\",'Failure Persistence Storage'!BS249,0)","v":0},{"$f":"IF($D249=\"Full\",'Failure Persistence Storage'!BT249,0)","v":0},{"$f":"IF($D249=\"Full\",'Failure Persistence Storage'!BW249,0)","v":0},{"$f":"IF($D249=\"Full\",'Failure Persistence Storage'!BX249,0)","v":0},{"$f":"IF($D249=\"Full\",'Failure Persistence Storage'!CA249,0)","v":0},{"$f":"IF($D249=\"Full\",'Failure Persistence Storage'!CB249,0)","v":0},{"$f":"IF($D249=\"Full\",'Failure Persistence Storage'!CE249,0)","v":0},{"$f":"IF($D249=\"Full\",'Failure Persistence Storage'!CF249,0)","v":0},{"$f":"IF($D249=\"Full\",'Failure Persistence Storage'!CI249,0)","v":0},{"$f":"IF($D249=\"Full\",'Failure Persistence Storage'!CJ249,0)","v":0},{"$f":"IF($D249=\"Full\",'Failure Persistence Storage'!CM249,0)","v":0},{"$f":"IF($D249=\"Full\",'Failure Persistence Storage'!CN249,0)","v":0},{"$f":"IF($D249=\"Full\",'Failure Persistence Storage'!CQ249,0)","v":0},{"$f":"IF($D249=\"Full\",'Failure Persistence Storage'!CR249,0)","v":0},{"$f":"IF($D249=\"Full\",'Failure Persistence Storage'!CU249,0)","v":0},{"$f":"IF($D249=\"Full\",'Failure Persistence Storage'!CV249,0)","v":0},{"$f":"IF($D249=\"Full\",'Failure Persistence Storage'!CY249,0)","v":0},{"$f":"IF($D249=\"Full\",'Failure Persistence Storage'!CZ249,0)","v":0},{"$f":"IF($D249=\"Full\",'Failure Persistence Storage'!DC249,0)","v":0},{"$f":"IF($D249=\"Full\",'Failure Persistence Storage'!DD249,0)","v":0},{"$f":"IF($D249=\"Full\",'Failure Persistence Storage'!DG249,0)","v":0},{"$f":"IF($D249=\"Full\",'Failure Persistence Storage'!DH249,0)","v":0},{"$f":"IF($D249=\"Full\",'Failure Persistence Storage'!DK249,0)","v":0},{"$f":"IF($D249=\"Full\",'Failure Persistence Storage'!DL249,0)","v":0},{"$f":"IF($D249=\"Full\",'Failure Persistence Storage'!DO249,0)","v":0},{"$f":"IF($D249=\"Full\",'Failure Persistence Storage'!DP249,0)","v":0},{"$f":"IF($D249=\"Full\",'Failure Persistence Storage'!DS249,0)","v":0},{"$f":"IF($D249=\"Full\",'Failure Persistence Storage'!DT249,0)","v":0},{"$f":"IF($D249=\"Full\",'Failure Persistence Storage'!DW249,0)","v":0},{"$f":"IF($D249=\"Full\",'Failure Persistence Storage'!DX249,0)","v":0},{"$f":"IF($D249=\"Full\",'Failure Persistence Storage'!EA249,0)","v":0},{"$f":"IF($D249=\"Full\",'Failure Persistence Storage'!EB249,0)","v":0},{"$f":"IF($D249=\"Full\",'Failure Persistence Storage'!EE249,0)","v":0},{"$f":"IF($D249=\"Full\",'Failure Persistence Storage'!EF249,0)","v":0},{"$f":"IF($D249=\"Full\",'Failure Persistence Storage'!EI249,0)","v":0},{"$f":"IF($D249=\"Full\",'Failure Persistence Storage'!EJ249,0)","v":0},{"$f":"IF($D249=\"Full\",'Failure Persistence Storage'!EM249,0)","v":0},{"$f":"IF($D249=\"Full\",'Failure Persistence Storage'!EN249,0)","v":0},{"$f":"IF($D249=\"Full\",'Failure Persistence Storage'!EQ249,0)","v":0},{"$f":"IF($D249=\"Full\",'Failure Persistence Storage'!ER249,0)","v":0},{"$f":"IF($D249=\"Full\",'Failure Persistence Storage'!EU249,0)","v":0},{"$f":"IF($D249=\"Full\",'Failure Persistence Storage'!EV249,0)","v":0},{"$f":"IF($D249=\"Full\",'Failure Persistence Storage'!EY249,0)","v":0},{"$f":"IF($D249=\"Full\",'Failure Persistence Storage'!EZ249,0)","v":0},{"$f":"IF($D249=\"Full\",'Failure Persistence Storage'!FC249,0)","v":0},{"$f":"IF($D249=\"Full\",'Failure Persistence Storage'!FD249,0)","v":0},{"$f":"IF($D249=\"Full\",'Failure Persistence Storage'!FG249,0)","v":0},{"$f":"IF($D249=\"Full\",'Failure Persistence Storage'!FH249,0)","v":0},{"$f":"IF($D249=\"Full\",'Failure Persistence Storage'!FK249,0)","v":0},{"$f":"IF($D249=\"Full\",'Failure Persistence Storage'!FL249,0)","v":0},{"$f":"IF($D249=\"Full\",'Failure Persistence Storage'!FO249,0)","v":0},{"$f":"IF($D249=\"Full\",'Failure Persistence Storage'!FP249,0)","v":0},{"$f":"IF($D249=\"Full\",'Failure Persistence Storage'!FS249,0)","v":0},{"$f":"IF($D249=\"Full\",'Failure Persistence Storage'!FT249,0)","v":0},{"$f":"IF($D249=\"Full\",'Failure Persistence Storage'!FW249,0)","v":0},{"$f":"IF($D249=\"Full\",'Failure Persistence Storage'!FX249,0)","v":0},{"$f":"IF($D249=\"Full\",'Failure Persistence Storage'!GA249,0)","v":0},{"$f":"IF($D249=\"Full\",'Failure Persistence Storage'!GB249,0)","v":0},{"$f":"IF($D249=\"Full\",'Failure Persistence Storage'!GE249,0)","v":0},{"$f":"IF($D249=\"Full\",'Failure Persistence Storage'!GF249,0)","v":0},{"$f":"IF($D249=\"Full\",'Failure Persistence Storage'!GI249,0)","v":0},{"$f":"IF($D249=\"Full\",'Failure Persistence Storage'!GJ249,0)","v":0},{"$f":"IF($D249=\"Full\",'Failure Persistence Storage'!GM249,0)","v":0},{"$f":"IF($D249=\"Full\",'Failure Persistence Storage'!GN249,0)","v":0},{"$f":"IF($D249=\"Full\",'Failure Persistence Storage'!GQ249,0)","v":0},{"$f":"IF($D249=\"Full\",'Failure Persistence Storage'!GR249,0)","v":0},{"$f":"IF($D249=\"Full\",'Failure Persistence Storage'!GU249,0)","v":0},{"$f":"IF($D249=\"Full\",'Failure Persistence Storage'!GV249,0)","v":0},{"$f":"IF($D249=\"Full\",'Failure Persistence Storage'!GY249,0)","v":0},{"$f":"IF($D249=\"Full\",'Failure Persistence Storage'!GZ249,0)","v":0},{"$f":"IF($D249=\"Full\",'Failure Persistence Storage'!HC249,0)","v":0},{"$f":"IF($D249=\"Full\",'Failure Persistence Storage'!HD249,0)","v":0},{"$f":"IF($D249=\"Full\",'Failure Persistence Storage'!HG249,0)","v":0},{"$f":"IF($D249=\"Full\",'Failure Persistence Storage'!HH249,0)","v":0},{"$f":"IF($D249=\"Full\",'Failure Persistence Storage'!HK249,0)","v":0},{"$f":"IF($D249=\"Full\",'Failure Persistence Storage'!HL249,0)","v":0},{"$f":"IF($D249=\"Full\",'Failure Persistence Storage'!HO249,0)","v":0}]
[null,null,null,null,null,null,null,null,null,null,null,null,null,null,null,null,null,null,null,null,null,null,null,null,null,null,null," "," "," "," "," "," "," "," "," "," "," "," "," "," "," "," "," "," "," "," "," "," "," "," "," "," "," "," "," "," "," "," "," "," "," "," "," "," "," "," "," "," "," "," "," "," "," "," "," "," "," "," "," "," "," "," "," "," "," "," "," "," "," "," "," "," "," "," "," "," "," "," "," "," "," "," "," "," "," "," "," "," "," "," "," "," "," "," "," "," "," "," "," "," "," "," "," "," "," "," "," "," "," "," "," "," "," "," "," "," "," "," "," "," "," "," "," "," "," "," "," "," "," "," "," "," "," "," "," "," "," "," "," "," "," "," "," "," "," "," "," "," "," "," "," "," "," "," "," "," "," "," "," "," "," "," "," "," "," "," "," "," "," "," "," "," "," "," "," "," "," "," "," "," "," "," "," "," "," "," "," "," "," "," "," "," "," "," "," "," "," "," "," "," "," "," ",null,{"$f":"IF($D252=\"Full\",'Failure Persistence Storage'!AB252,0)","v":0},{"$f":"IF($D252=\"Full\",'Failure Persistence Storage'!AE252,0)","v":0},{"$f":"IF($D252=\"Full\",'Failure Persistence Storage'!AF252,0)","v":0},{"$f":"IF($D252=\"Full\",'Failure Persistence Storage'!AI252,0)","v":0},{"$f":"IF($D252=\"Full\",'Failure Persistence Storage'!AJ252,0)","v":0},{"$f":"IF($D252=\"Full\",'Failure Persistence Storage'!AM252,0)","v":0},{"$f":"IF($D252=\"Full\",'Failure Persistence Storage'!AN252,0)","v":0},{"$f":"IF($D252=\"Full\",'Failure Persistence Storage'!AQ252,0)","v":0},{"$f":"IF($D252=\"Full\",'Failure Persistence Storage'!AR252,0)","v":0},{"$f":"IF($D252=\"Full\",'Failure Persistence Storage'!AU252,0)","v":0},{"$f":"IF($D252=\"Full\",'Failure Persistence Storage'!AV252,0)","v":0},{"$f":"IF($D252=\"Full\",'Failure Persistence Storage'!AY252,0)","v":0},{"$f":"IF($D252=\"Full\",'Failure Persistence Storage'!AZ252,0)","v":0},{"$f":"IF($D252=\"Full\",'Failure Persistence Storage'!BC252,0)","v":0},{"$f":"IF($D252=\"Full\",'Failure Persistence Storage'!BD252,0)","v":0},{"$f":"IF($D252=\"Full\",'Failure Persistence Storage'!BG252,0)","v":0},{"$f":"IF($D252=\"Full\",'Failure Persistence Storage'!BH252,0)","v":0},{"$f":"IF($D252=\"Full\",'Failure Persistence Storage'!BK252,0)","v":0},{"$f":"IF($D252=\"Full\",'Failure Persistence Storage'!BL252,0)","v":0},{"$f":"IF($D252=\"Full\",'Failure Persistence Storage'!BO252,0)","v":0},{"$f":"IF($D252=\"Full\",'Failure Persistence Storage'!BP252,0)","v":0},{"$f":"IF($D252=\"Full\",'Failure Persistence Storage'!BS252,0)","v":0},{"$f":"IF($D252=\"Full\",'Failure Persistence Storage'!BT252,0)","v":0},{"$f":"IF($D252=\"Full\",'Failure Persistence Storage'!BW252,0)","v":0},{"$f":"IF($D252=\"Full\",'Failure Persistence Storage'!BX252,0)","v":0},{"$f":"IF($D252=\"Full\",'Failure Persistence Storage'!CA252,0)","v":0},{"$f":"IF($D252=\"Full\",'Failure Persistence Storage'!CB252,0)","v":0},{"$f":"IF($D252=\"Full\",'Failure Persistence Storage'!CE252,0)","v":0},{"$f":"IF($D252=\"Full\",'Failure Persistence Storage'!CF252,0)","v":0},{"$f":"IF($D252=\"Full\",'Failure Persistence Storage'!CI252,0)","v":0},{"$f":"IF($D252=\"Full\",'Failure Persistence Storage'!CJ252,0)","v":0},{"$f":"IF($D252=\"Full\",'Failure Persistence Storage'!CM252,0)","v":0},{"$f":"IF($D252=\"Full\",'Failure Persistence Storage'!CN252,0)","v":0},{"$f":"IF($D252=\"Full\",'Failure Persistence Storage'!CQ252,0)","v":0},{"$f":"IF($D252=\"Full\",'Failure Persistence Storage'!CR252,0)","v":0},{"$f":"IF($D252=\"Full\",'Failure Persistence Storage'!CU252,0)","v":0},{"$f":"IF($D252=\"Full\",'Failure Persistence Storage'!CV252,0)","v":0},{"$f":"IF($D252=\"Full\",'Failure Persistence Storage'!CY252,0)","v":0},{"$f":"IF($D252=\"Full\",'Failure Persistence Storage'!CZ252,0)","v":0},{"$f":"IF($D252=\"Full\",'Failure Persistence Storage'!DC252,0)","v":0},{"$f":"IF($D252=\"Full\",'Failure Persistence Storage'!DD252,0)","v":0},{"$f":"IF($D252=\"Full\",'Failure Persistence Storage'!DG252,0)","v":0},{"$f":"IF($D252=\"Full\",'Failure Persistence Storage'!DH252,0)","v":0},{"$f":"IF($D252=\"Full\",'Failure Persistence Storage'!DK252,0)","v":0},{"$f":"IF($D252=\"Full\",'Failure Persistence Storage'!DL252,0)","v":0},{"$f":"IF($D252=\"Full\",'Failure Persistence Storage'!DO252,0)","v":0},{"$f":"IF($D252=\"Full\",'Failure Persistence Storage'!DP252,0)","v":0},{"$f":"IF($D252=\"Full\",'Failure Persistence Storage'!DS252,0)","v":0},{"$f":"IF($D252=\"Full\",'Failure Persistence Storage'!DT252,0)","v":0},{"$f":"IF($D252=\"Full\",'Failure Persistence Storage'!DW252,0)","v":0},{"$f":"IF($D252=\"Full\",'Failure Persistence Storage'!DX252,0)","v":0},{"$f":"IF($D252=\"Full\",'Failure Persistence Storage'!EA252,0)","v":0},{"$f":"IF($D252=\"Full\",'Failure Persistence Storage'!EB252,0)","v":0},{"$f":"IF($D252=\"Full\",'Failure Persistence Storage'!EE252,0)","v":0},{"$f":"IF($D252=\"Full\",'Failure Persistence Storage'!EF252,0)","v":0},{"$f":"IF($D252=\"Full\",'Failure Persistence Storage'!EI252,0)","v":0},{"$f":"IF($D252=\"Full\",'Failure Persistence Storage'!EJ252,0)","v":0},{"$f":"IF($D252=\"Full\",'Failure Persistence Storage'!EM252,0)","v":0},{"$f":"IF($D252=\"Full\",'Failure Persistence Storage'!EN252,0)","v":0},{"$f":"IF($D252=\"Full\",'Failure Persistence Storage'!EQ252,0)","v":0},{"$f":"IF($D252=\"Full\",'Failure Persistence Storage'!ER252,0)","v":0},{"$f":"IF($D252=\"Full\",'Failure Persistence Storage'!EU252,0)","v":0},{"$f":"IF($D252=\"Full\",'Failure Persistence Storage'!EV252,0)","v":0},{"$f":"IF($D252=\"Full\",'Failure Persistence Storage'!EY252,0)","v":0},{"$f":"IF($D252=\"Full\",'Failure Persistence Storage'!EZ252,0)","v":0},{"$f":"IF($D252=\"Full\",'Failure Persistence Storage'!FC252,0)","v":0},{"$f":"IF($D252=\"Full\",'Failure Persistence Storage'!FD252,0)","v":0},{"$f":"IF($D252=\"Full\",'Failure Persistence Storage'!FG252,0)","v":0},{"$f":"IF($D252=\"Full\",'Failure Persistence Storage'!FH252,0)","v":0},{"$f":"IF($D252=\"Full\",'Failure Persistence Storage'!FK252,0)","v":0},{"$f":"IF($D252=\"Full\",'Failure Persistence Storage'!FL252,0)","v":0},{"$f":"IF($D252=\"Full\",'Failure Persistence Storage'!FO252,0)","v":0},{"$f":"IF($D252=\"Full\",'Failure Persistence Storage'!FP252,0)","v":0},{"$f":"IF($D252=\"Full\",'Failure Persistence Storage'!FS252,0)","v":0},{"$f":"IF($D252=\"Full\",'Failure Persistence Storage'!FT252,0)","v":0},{"$f":"IF($D252=\"Full\",'Failure Persistence Storage'!FW252,0)","v":0},{"$f":"IF($D252=\"Full\",'Failure Persistence Storage'!FX252,0)","v":0},{"$f":"IF($D252=\"Full\",'Failure Persistence Storage'!GA252,0)","v":0},{"$f":"IF($D252=\"Full\",'Failure Persistence Storage'!GB252,0)","v":0},{"$f":"IF($D252=\"Full\",'Failure Persistence Storage'!GE252,0)","v":0},{"$f":"IF($D252=\"Full\",'Failure Persistence Storage'!GF252,0)","v":0},{"$f":"IF($D252=\"Full\",'Failure Persistence Storage'!GI252,0)","v":0},{"$f":"IF($D252=\"Full\",'Failure Persistence Storage'!GJ252,0)","v":0},{"$f":"IF($D252=\"Full\",'Failure Persistence Storage'!GM252,0)","v":0},{"$f":"IF($D252=\"Full\",'Failure Persistence Storage'!GN252,0)","v":0},{"$f":"IF($D252=\"Full\",'Failure Persistence Storage'!GQ252,0)","v":0},{"$f":"IF($D252=\"Full\",'Failure Persistence Storage'!GR252,0)","v":0},{"$f":"IF($D252=\"Full\",'Failure Persistence Storage'!GU252,0)","v":0},{"$f":"IF($D252=\"Full\",'Failure Persistence Storage'!GV252,0)","v":0},{"$f":"IF($D252=\"Full\",'Failure Persistence Storage'!GY252,0)","v":0},{"$f":"IF($D252=\"Full\",'Failure Persistence Storage'!GZ252,0)","v":0},{"$f":"IF($D252=\"Full\",'Failure Persistence Storage'!HC252,0)","v":0},{"$f":"IF($D252=\"Full\",'Failure Persistence Storage'!HD252,0)","v":0},{"$f":"IF($D252=\"Full\",'Failure Persistence Storage'!HG252,0)","v":0},{"$f":"IF($D252=\"Full\",'Failure Persistence Storage'!HH252,0)","v":0},{"$f":"IF($D252=\"Full\",'Failure Persistence Storage'!HK252,0)","v":0},{"$f":"IF($D252=\"Full\",'Failure Persistence Storage'!HL252,0)","v":0},{"$f":"IF($D252=\"Full\",'Failure Persistence Storage'!HO252,0)","v":0}]
[null,null,null,null,null,null,null,null,null,null,null,null,null,null,null,null,null,null,null,null,null,null,null,null,null,null,null," "," "," "," "," "," "," "," "," "," "," "," "," "," "," "," "," "," "," "," "," "," "," "," "," "," "," "," "," "," "," "," "," "," "," "," "," "," "," "," "," "," "," "," "," "," "," "," "," "," "," "," "," "," "," "," "," "," "," "," "," "," "," "," "," "," "," "," "," "," "," "," "," "," "," "," "," "," "," "," "," "," "," "," "," "," "," "," "," "," "," "," "," "," "," "," "," "," "," "," "," "," "," "," "," "," "," "," "," "," "," "," "," "," "," "," "," "," "," "," "," "," "," "," "," "," "," "," "," "," "," "," "," "," "," "," "," "," "," "," "," "," "," "," "," "," "," "," "," "," "," "," "," "," "," "," "," "," "," "," "," "," "," "," "," "," "," "," "," "," "," "," "," "," "," "," "," "," "," "," "," "," "," "," "," "," "," "," "," "," "," "," "," "," "," "," ",null,{"$f":"IF($D254=\"Full\",'Failure Persistence Storage'!AB254,0)","v":0},{"$f":"IF($D254=\"Full\",'Failure Persistence Storage'!AE254,0)","v":0},{"$f":"IF($D254=\"Full\",'Failure Persistence Storage'!AF254,0)","v":0},{"$f":"IF($D254=\"Full\",'Failure Persistence Storage'!AI254,0)","v":0},{"$f":"IF($D254=\"Full\",'Failure Persistence Storage'!AJ254,0)","v":0},{"$f":"IF($D254=\"Full\",'Failure Persistence Storage'!AM254,0)","v":0},{"$f":"IF($D254=\"Full\",'Failure Persistence Storage'!AN254,0)","v":0},{"$f":"IF($D254=\"Full\",'Failure Persistence Storage'!AQ254,0)","v":0},{"$f":"IF($D254=\"Full\",'Failure Persistence Storage'!AR254,0)","v":0},{"$f":"IF($D254=\"Full\",'Failure Persistence Storage'!AU254,0)","v":0},{"$f":"IF($D254=\"Full\",'Failure Persistence Storage'!AV254,0)","v":0},{"$f":"IF($D254=\"Full\",'Failure Persistence Storage'!AY254,0)","v":0},{"$f":"IF($D254=\"Full\",'Failure Persistence Storage'!AZ254,0)","v":0},{"$f":"IF($D254=\"Full\",'Failure Persistence Storage'!BC254,0)","v":0},{"$f":"IF($D254=\"Full\",'Failure Persistence Storage'!BD254,0)","v":0},{"$f":"IF($D254=\"Full\",'Failure Persistence Storage'!BG254,0)","v":0},{"$f":"IF($D254=\"Full\",'Failure Persistence Storage'!BH254,0)","v":0},{"$f":"IF($D254=\"Full\",'Failure Persistence Storage'!BK254,0)","v":0},{"$f":"IF($D254=\"Full\",'Failure Persistence Storage'!BL254,0)","v":0},{"$f":"IF($D254=\"Full\",'Failure Persistence Storage'!BO254,0)","v":0},{"$f":"IF($D254=\"Full\",'Failure Persistence Storage'!BP254,0)","v":0},{"$f":"IF($D254=\"Full\",'Failure Persistence Storage'!BS254,0)","v":0},{"$f":"IF($D254=\"Full\",'Failure Persistence Storage'!BT254,0)","v":0},{"$f":"IF($D254=\"Full\",'Failure Persistence Storage'!BW254,0)","v":0},{"$f":"IF($D254=\"Full\",'Failure Persistence Storage'!BX254,0)","v":0},{"$f":"IF($D254=\"Full\",'Failure Persistence Storage'!CA254,0)","v":0},{"$f":"IF($D254=\"Full\",'Failure Persistence Storage'!CB254,0)","v":0},{"$f":"IF($D254=\"Full\",'Failure Persistence Storage'!CE254,0)","v":0},{"$f":"IF($D254=\"Full\",'Failure Persistence Storage'!CF254,0)","v":0},{"$f":"IF($D254=\"Full\",'Failure Persistence Storage'!CI254,0)","v":0},{"$f":"IF($D254=\"Full\",'Failure Persistence Storage'!CJ254,0)","v":0},{"$f":"IF($D254=\"Full\",'Failure Persistence Storage'!CM254,0)","v":0},{"$f":"IF($D254=\"Full\",'Failure Persistence Storage'!CN254,0)","v":0},{"$f":"IF($D254=\"Full\",'Failure Persistence Storage'!CQ254,0)","v":0},{"$f":"IF($D254=\"Full\",'Failure Persistence Storage'!CR254,0)","v":0},{"$f":"IF($D254=\"Full\",'Failure Persistence Storage'!CU254,0)","v":0},{"$f":"IF($D254=\"Full\",'Failure Persistence Storage'!CV254,0)","v":0},{"$f":"IF($D254=\"Full\",'Failure Persistence Storage'!CY254,0)","v":0},{"$f":"IF($D254=\"Full\",'Failure Persistence Storage'!CZ254,0)","v":0},{"$f":"IF($D254=\"Full\",'Failure Persistence Storage'!DC254,0)","v":0},{"$f":"IF($D254=\"Full\",'Failure Persistence Storage'!DD254,0)","v":0},{"$f":"IF($D254=\"Full\",'Failure Persistence Storage'!DG254,0)","v":0},{"$f":"IF($D254=\"Full\",'Failure Persistence Storage'!DH254,0)","v":0},{"$f":"IF($D254=\"Full\",'Failure Persistence Storage'!DK254,0)","v":0},{"$f":"IF($D254=\"Full\",'Failure Persistence Storage'!DL254,0)","v":0},{"$f":"IF($D254=\"Full\",'Failure Persistence Storage'!DO254,0)","v":0},{"$f":"IF($D254=\"Full\",'Failure Persistence Storage'!DP254,0)","v":0},{"$f":"IF($D254=\"Full\",'Failure Persistence Storage'!DS254,0)","v":0},{"$f":"IF($D254=\"Full\",'Failure Persistence Storage'!DT254,0)","v":0},{"$f":"IF($D254=\"Full\",'Failure Persistence Storage'!DW254,0)","v":0},{"$f":"IF($D254=\"Full\",'Failure Persistence Storage'!DX254,0)","v":0},{"$f":"IF($D254=\"Full\",'Failure Persistence Storage'!EA254,0)","v":0},{"$f":"IF($D254=\"Full\",'Failure Persistence Storage'!EB254,0)","v":0},{"$f":"IF($D254=\"Full\",'Failure Persistence Storage'!EE254,0)","v":0},{"$f":"IF($D254=\"Full\",'Failure Persistence Storage'!EF254,0)","v":0},{"$f":"IF($D254=\"Full\",'Failure Persistence Storage'!EI254,0)","v":0},{"$f":"IF($D254=\"Full\",'Failure Persistence Storage'!EJ254,0)","v":0},{"$f":"IF($D254=\"Full\",'Failure Persistence Storage'!EM254,0)","v":0},{"$f":"IF($D254=\"Full\",'Failure Persistence Storage'!EN254,0)","v":0},{"$f":"IF($D254=\"Full\",'Failure Persistence Storage'!EQ254,0)","v":0},{"$f":"IF($D254=\"Full\",'Failure Persistence Storage'!ER254,0)","v":0},{"$f":"IF($D254=\"Full\",'Failure Persistence Storage'!EU254,0)","v":0},{"$f":"IF($D254=\"Full\",'Failure Persistence Storage'!EV254,0)","v":0},{"$f":"IF($D254=\"Full\",'Failure Persistence Storage'!EY254,0)","v":0},{"$f":"IF($D254=\"Full\",'Failure Persistence Storage'!EZ254,0)","v":0},{"$f":"IF($D254=\"Full\",'Failure Persistence Storage'!FC254,0)","v":0},{"$f":"IF($D254=\"Full\",'Failure Persistence Storage'!FD254,0)","v":0},{"$f":"IF($D254=\"Full\",'Failure Persistence Storage'!FG254,0)","v":0},{"$f":"IF($D254=\"Full\",'Failure Persistence Storage'!FH254,0)","v":0},{"$f":"IF($D254=\"Full\",'Failure Persistence Storage'!FK254,0)","v":0},{"$f":"IF($D254=\"Full\",'Failure Persistence Storage'!FL254,0)","v":0},{"$f":"IF($D254=\"Full\",'Failure Persistence Storage'!FO254,0)","v":0},{"$f":"IF($D254=\"Full\",'Failure Persistence Storage'!FP254,0)","v":0},{"$f":"IF($D254=\"Full\",'Failure Persistence Storage'!FS254,0)","v":0},{"$f":"IF($D254=\"Full\",'Failure Persistence Storage'!FT254,0)","v":0},{"$f":"IF($D254=\"Full\",'Failure Persistence Storage'!FW254,0)","v":0},{"$f":"IF($D254=\"Full\",'Failure Persistence Storage'!FX254,0)","v":0},{"$f":"IF($D254=\"Full\",'Failure Persistence Storage'!GA254,0)","v":0},{"$f":"IF($D254=\"Full\",'Failure Persistence Storage'!GB254,0)","v":0},{"$f":"IF($D254=\"Full\",'Failure Persistence Storage'!GE254,0)","v":0},{"$f":"IF($D254=\"Full\",'Failure Persistence Storage'!GF254,0)","v":0},{"$f":"IF($D254=\"Full\",'Failure Persistence Storage'!GI254,0)","v":0},{"$f":"IF($D254=\"Full\",'Failure Persistence Storage'!GJ254,0)","v":0},{"$f":"IF($D254=\"Full\",'Failure Persistence Storage'!GM254,0)","v":0},{"$f":"IF($D254=\"Full\",'Failure Persistence Storage'!GN254,0)","v":0},{"$f":"IF($D254=\"Full\",'Failure Persistence Storage'!GQ254,0)","v":0},{"$f":"IF($D254=\"Full\",'Failure Persistence Storage'!GR254,0)","v":0},{"$f":"IF($D254=\"Full\",'Failure Persistence Storage'!GU254,0)","v":0},{"$f":"IF($D254=\"Full\",'Failure Persistence Storage'!GV254,0)","v":0},{"$f":"IF($D254=\"Full\",'Failure Persistence Storage'!GY254,0)","v":0},{"$f":"IF($D254=\"Full\",'Failure Persistence Storage'!GZ254,0)","v":0},{"$f":"IF($D254=\"Full\",'Failure Persistence Storage'!HC254,0)","v":0},{"$f":"IF($D254=\"Full\",'Failure Persistence Storage'!HD254,0)","v":0},{"$f":"IF($D254=\"Full\",'Failure Persistence Storage'!HG254,0)","v":0},{"$f":"IF($D254=\"Full\",'Failure Persistence Storage'!HH254,0)","v":0},{"$f":"IF($D254=\"Full\",'Failure Persistence Storage'!HK254,0)","v":0},{"$f":"IF($D254=\"Full\",'Failure Persistence Storage'!HL254,0)","v":0},{"$f":"IF($D254=\"Full\",'Failure Persistence Storage'!HO254,0)","v":0}]
[null,null,null,null,null,null,null,null,null,null,null,null,null,null,null,null,null,null,null,null,null,null,null,null,null,null,null," "," "," "," "," "," "," "," "," "," "," "," "," "," "," "," "," "," "," "," "," "," "," "," "," "," "," "," "," "," "," "," "," "," "," "," "," "," "," "," "," "," "," "," "," "," "," "," "," "," "," "," "," "," "," "," "," "," "," "," "," "," "," "," "," "," "," "," "," "," "," "," "," "," "," "," "," "," "," "," "," "," "," "," "," "," "," "," "," "," "," "," "," "," "," "," "," "," "," "," "," "," "," "," "," "," "," "," "," "," "," "," "," "," "," "," "," "," "," "," "," "," "," "," "," "," "," "," "," "," "," "," "," "," "," "," "," "," "," "," "," "," "," "," "," "," "," "," "," "," "," "," "," "," "," "," "," "," "," "," "," "," "," "," "," "," "," "," "," "," "," "," "," "," "," "," "," "," "," "," "," "," "," "," "," "," "," "," "," "," "," "," "," "," "," "," ",null,{"$f":"IF($D257=\"Full\",'Failure Persistence Storage'!AB257,0)","v":0},{"$f":"IF($D257=\"Full\",'Failure Persistence Storage'!AE257,0)","v":0},{"$f":"IF($D257=\"Full\",'Failure Persistence Storage'!AF257,0)","v":0},{"$f":"IF($D257=\"Full\",'Failure Persistence Storage'!AI257,0)","v":0},{"$f":"IF($D257=\"Full\",'Failure Persistence Storage'!AJ257,0)","v":0},{"$f":"IF($D257=\"Full\",'Failure Persistence Storage'!AM257,0)","v":0},{"$f":"IF($D257=\"Full\",'Failure Persistence Storage'!AN257,0)","v":0},{"$f":"IF($D257=\"Full\",'Failure Persistence Storage'!AQ257,0)","v":0},{"$f":"IF($D257=\"Full\",'Failure Persistence Storage'!AR257,0)","v":0},{"$f":"IF($D257=\"Full\",'Failure Persistence Storage'!AU257,0)","v":0},{"$f":"IF($D257=\"Full\",'Failure Persistence Storage'!AV257,0)","v":0},{"$f":"IF($D257=\"Full\",'Failure Persistence Storage'!AY257,0)","v":0},{"$f":"IF($D257=\"Full\",'Failure Persistence Storage'!AZ257,0)","v":0},{"$f":"IF($D257=\"Full\",'Failure Persistence Storage'!BC257,0)","v":0},{"$f":"IF($D257=\"Full\",'Failure Persistence Storage'!BD257,0)","v":0},{"$f":"IF($D257=\"Full\",'Failure Persistence Storage'!BG257,0)","v":0},{"$f":"IF($D257=\"Full\",'Failure Persistence Storage'!BH257,0)","v":0},{"$f":"IF($D257=\"Full\",'Failure Persistence Storage'!BK257,0)","v":0},{"$f":"IF($D257=\"Full\",'Failure Persistence Storage'!BL257,0)","v":0},{"$f":"IF($D257=\"Full\",'Failure Persistence Storage'!BO257,0)","v":0},{"$f":"IF($D257=\"Full\",'Failure Persistence Storage'!BP257,0)","v":0},{"$f":"IF($D257=\"Full\",'Failure Persistence Storage'!BS257,0)","v":0},{"$f":"IF($D257=\"Full\",'Failure Persistence Storage'!BT257,0)","v":0},{"$f":"IF($D257=\"Full\",'Failure Persistence Storage'!BW257,0)","v":0},{"$f":"IF($D257=\"Full\",'Failure Persistence Storage'!BX257,0)","v":0},{"$f":"IF($D257=\"Full\",'Failure Persistence Storage'!CA257,0)","v":0},{"$f":"IF($D257=\"Full\",'Failure Persistence Storage'!CB257,0)","v":0},{"$f":"IF($D257=\"Full\",'Failure Persistence Storage'!CE257,0)","v":0},{"$f":"IF($D257=\"Full\",'Failure Persistence Storage'!CF257,0)","v":0},{"$f":"IF($D257=\"Full\",'Failure Persistence Storage'!CI257,0)","v":0},{"$f":"IF($D257=\"Full\",'Failure Persistence Storage'!CJ257,0)","v":0},{"$f":"IF($D257=\"Full\",'Failure Persistence Storage'!CM257,0)","v":0},{"$f":"IF($D257=\"Full\",'Failure Persistence Storage'!CN257,0)","v":0},{"$f":"IF($D257=\"Full\",'Failure Persistence Storage'!CQ257,0)","v":0},{"$f":"IF($D257=\"Full\",'Failure Persistence Storage'!CR257,0)","v":0},{"$f":"IF($D257=\"Full\",'Failure Persistence Storage'!CU257,0)","v":0},{"$f":"IF($D257=\"Full\",'Failure Persistence Storage'!CV257,0)","v":0},{"$f":"IF($D257=\"Full\",'Failure Persistence Storage'!CY257,0)","v":0},{"$f":"IF($D257=\"Full\",'Failure Persistence Storage'!CZ257,0)","v":0},{"$f":"IF($D257=\"Full\",'Failure Persistence Storage'!DC257,0)","v":0},{"$f":"IF($D257=\"Full\",'Failure Persistence Storage'!DD257,0)","v":0},{"$f":"IF($D257=\"Full\",'Failure Persistence Storage'!DG257,0)","v":0},{"$f":"IF($D257=\"Full\",'Failure Persistence Storage'!DH257,0)","v":0},{"$f":"IF($D257=\"Full\",'Failure Persistence Storage'!DK257,0)","v":0},{"$f":"IF($D257=\"Full\",'Failure Persistence Storage'!DL257,0)","v":0},{"$f":"IF($D257=\"Full\",'Failure Persistence Storage'!DO257,0)","v":0},{"$f":"IF($D257=\"Full\",'Failure Persistence Storage'!DP257,0)","v":0},{"$f":"IF($D257=\"Full\",'Failure Persistence Storage'!DS257,0)","v":0},{"$f":"IF($D257=\"Full\",'Failure Persistence Storage'!DT257,0)","v":0},{"$f":"IF($D257=\"Full\",'Failure Persistence Storage'!DW257,0)","v":0},{"$f":"IF($D257=\"Full\",'Failure Persistence Storage'!DX257,0)","v":0},{"$f":"IF($D257=\"Full\",'Failure Persistence Storage'!EA257,0)","v":0},{"$f":"IF($D257=\"Full\",'Failure Persistence Storage'!EB257,0)","v":0},{"$f":"IF($D257=\"Full\",'Failure Persistence Storage'!EE257,0)","v":0},{"$f":"IF($D257=\"Full\",'Failure Persistence Storage'!EF257,0)","v":0},{"$f":"IF($D257=\"Full\",'Failure Persistence Storage'!EI257,0)","v":0},{"$f":"IF($D257=\"Full\",'Failure Persistence Storage'!EJ257,0)","v":0},{"$f":"IF($D257=\"Full\",'Failure Persistence Storage'!EM257,0)","v":0},{"$f":"IF($D257=\"Full\",'Failure Persistence Storage'!EN257,0)","v":0},{"$f":"IF($D257=\"Full\",'Failure Persistence Storage'!EQ257,0)","v":0},{"$f":"IF($D257=\"Full\",'Failure Persistence Storage'!ER257,0)","v":0},{"$f":"IF($D257=\"Full\",'Failure Persistence Storage'!EU257,0)","v":0},{"$f":"IF($D257=\"Full\",'Failure Persistence Storage'!EV257,0)","v":0},{"$f":"IF($D257=\"Full\",'Failure Persistence Storage'!EY257,0)","v":0},{"$f":"IF($D257=\"Full\",'Failure Persistence Storage'!EZ257,0)","v":0},{"$f":"IF($D257=\"Full\",'Failure Persistence Storage'!FC257,0)","v":0},{"$f":"IF($D257=\"Full\",'Failure Persistence Storage'!FD257,0)","v":0},{"$f":"IF($D257=\"Full\",'Failure Persistence Storage'!FG257,0)","v":0},{"$f":"IF($D257=\"Full\",'Failure Persistence Storage'!FH257,0)","v":0},{"$f":"IF($D257=\"Full\",'Failure Persistence Storage'!FK257,0)","v":0},{"$f":"IF($D257=\"Full\",'Failure Persistence Storage'!FL257,0)","v":0},{"$f":"IF($D257=\"Full\",'Failure Persistence Storage'!FO257,0)","v":0},{"$f":"IF($D257=\"Full\",'Failure Persistence Storage'!FP257,0)","v":0},{"$f":"IF($D257=\"Full\",'Failure Persistence Storage'!FS257,0)","v":0},{"$f":"IF($D257=\"Full\",'Failure Persistence Storage'!FT257,0)","v":0},{"$f":"IF($D257=\"Full\",'Failure Persistence Storage'!FW257,0)","v":0},{"$f":"IF($D257=\"Full\",'Failure Persistence Storage'!FX257,0)","v":0},{"$f":"IF($D257=\"Full\",'Failure Persistence Storage'!GA257,0)","v":0},{"$f":"IF($D257=\"Full\",'Failure Persistence Storage'!GB257,0)","v":0},{"$f":"IF($D257=\"Full\",'Failure Persistence Storage'!GE257,0)","v":0},{"$f":"IF($D257=\"Full\",'Failure Persistence Storage'!GF257,0)","v":0},{"$f":"IF($D257=\"Full\",'Failure Persistence Storage'!GI257,0)","v":0},{"$f":"IF($D257=\"Full\",'Failure Persistence Storage'!GJ257,0)","v":0},{"$f":"IF($D257=\"Full\",'Failure Persistence Storage'!GM257,0)","v":0},{"$f":"IF($D257=\"Full\",'Failure Persistence Storage'!GN257,0)","v":0},{"$f":"IF($D257=\"Full\",'Failure Persistence Storage'!GQ257,0)","v":0},{"$f":"IF($D257=\"Full\",'Failure Persistence Storage'!GR257,0)","v":0},{"$f":"IF($D257=\"Full\",'Failure Persistence Storage'!GU257,0)","v":0},{"$f":"IF($D257=\"Full\",'Failure Persistence Storage'!GV257,0)","v":0},{"$f":"IF($D257=\"Full\",'Failure Persistence Storage'!GY257,0)","v":0},{"$f":"IF($D257=\"Full\",'Failure Persistence Storage'!GZ257,0)","v":0},{"$f":"IF($D257=\"Full\",'Failure Persistence Storage'!HC257,0)","v":0},{"$f":"IF($D257=\"Full\",'Failure Persistence Storage'!HD257,0)","v":0},{"$f":"IF($D257=\"Full\",'Failure Persistence Storage'!HG257,0)","v":0},{"$f":"IF($D257=\"Full\",'Failure Persistence Storage'!HH257,0)","v":0},{"$f":"IF($D257=\"Full\",'Failure Persistence Storage'!HK257,0)","v":0},{"$f":"IF($D257=\"Full\",'Failure Persistence Storage'!HL257,0)","v":0},{"$f":"IF($D257=\"Full\",'Failure Persistence Storage'!HO257,0)","v":0}]
[null,null,null,null,null,null,null,null,null,null,null,null,null,null,null,null,null,null,null,null,null,null,null,null,null,null,null," "," "," "," "," "," "," "," "," "," "," "," "," "," "," "," "," "," "," "," "," "," "," "," "," "," "," "," "," "," "," "," "," "," "," "," "," "," "," "," "," "," "," "," "," "," "," "," "," "," "," "," "," "," "," "," "," "," "," "," "," "," "," "," "," "," "," "," "," "," "," "," "," "," "," "," "," "," "," "," "," "," "," "," "," "," "," "," "," "," "," "," "," "," "," "," "," "," "," "," "," "," "," "," "," "," "," "," "," "," "," "," "," "," "," "," "," "," "," "," "," "," "," "," "," "," "," "," "," "," "," "," "," "," "," "," "," "," "," "," "," "," "," "," "," "," "," "," "," "," "," "," "," "," "," "," "," "," "," "," "," "," "," "," "," "," "," "," "," "," "," "," "," "," "," "," "," "," "," "," "," "," "," "," "," "," "," "," "," "," "," "," "," "," "," "," ",null,{"$f":"IF($D263=\"Full\",'Failure Persistence Storage'!AB263,0)","v":0},{"$f":"IF($D263=\"Full\",'Failure Persistence Storage'!AE263,0)","v":0},{"$f":"IF($D263=\"Full\",'Failure Persistence Storage'!AF263,0)","v":0},{"$f":"IF($D263=\"Full\",'Failure Persistence Storage'!AI263,0)","v":0},{"$f":"IF($D263=\"Full\",'Failure Persistence Storage'!AJ263,0)","v":0},{"$f":"IF($D263=\"Full\",'Failure Persistence Storage'!AM263,0)","v":0},{"$f":"IF($D263=\"Full\",'Failure Persistence Storage'!AN263,0)","v":0},{"$f":"IF($D263=\"Full\",'Failure Persistence Storage'!AQ263,0)","v":0},{"$f":"IF($D263=\"Full\",'Failure Persistence Storage'!AR263,0)","v":0},{"$f":"IF($D263=\"Full\",'Failure Persistence Storage'!AU263,0)","v":0},{"$f":"IF($D263=\"Full\",'Failure Persistence Storage'!AV263,0)","v":0},{"$f":"IF($D263=\"Full\",'Failure Persistence Storage'!AY263,0)","v":0},{"$f":"IF($D263=\"Full\",'Failure Persistence Storage'!AZ263,0)","v":0},{"$f":"IF($D263=\"Full\",'Failure Persistence Storage'!BC263,0)","v":0},{"$f":"IF($D263=\"Full\",'Failure Persistence Storage'!BD263,0)","v":0},{"$f":"IF($D263=\"Full\",'Failure Persistence Storage'!BG263,0)","v":0},{"$f":"IF($D263=\"Full\",'Failure Persistence Storage'!BH263,0)","v":0},{"$f":"IF($D263=\"Full\",'Failure Persistence Storage'!BK263,0)","v":0},{"$f":"IF($D263=\"Full\",'Failure Persistence Storage'!BL263,0)","v":0},{"$f":"IF($D263=\"Full\",'Failure Persistence Storage'!BO263,0)","v":0},{"$f":"IF($D263=\"Full\",'Failure Persistence Storage'!BP263,0)","v":0},{"$f":"IF($D263=\"Full\",'Failure Persistence Storage'!BS263,0)","v":0},{"$f":"IF($D263=\"Full\",'Failure Persistence Storage'!BT263,0)","v":0},{"$f":"IF($D263=\"Full\",'Failure Persistence Storage'!BW263,0)","v":0},{"$f":"IF($D263=\"Full\",'Failure Persistence Storage'!BX263,0)","v":0},{"$f":"IF($D263=\"Full\",'Failure Persistence Storage'!CA263,0)","v":0},{"$f":"IF($D263=\"Full\",'Failure Persistence Storage'!CB263,0)","v":0},{"$f":"IF($D263=\"Full\",'Failure Persistence Storage'!CE263,0)","v":0},{"$f":"IF($D263=\"Full\",'Failure Persistence Storage'!CF263,0)","v":0},{"$f":"IF($D263=\"Full\",'Failure Persistence Storage'!CI263,0)","v":0},{"$f":"IF($D263=\"Full\",'Failure Persistence Storage'!CJ263,0)","v":0},{"$f":"IF($D263=\"Full\",'Failure Persistence Storage'!CM263,0)","v":0},{"$f":"IF($D263=\"Full\",'Failure Persistence Storage'!CN263,0)","v":0},{"$f":"IF($D263=\"Full\",'Failure Persistence Storage'!CQ263,0)","v":0},{"$f":"IF($D263=\"Full\",'Failure Persistence Storage'!CR263,0)","v":0},{"$f":"IF($D263=\"Full\",'Failure Persistence Storage'!CU263,0)","v":0},{"$f":"IF($D263=\"Full\",'Failure Persistence Storage'!CV263,0)","v":0},{"$f":"IF($D263=\"Full\",'Failure Persistence Storage'!CY263,0)","v":0},{"$f":"IF($D263=\"Full\",'Failure Persistence Storage'!CZ263,0)","v":0},{"$f":"IF($D263=\"Full\",'Failure Persistence Storage'!DC263,0)","v":0},{"$f":"IF($D263=\"Full\",'Failure Persistence Storage'!DD263,0)","v":0},{"$f":"IF($D263=\"Full\",'Failure Persistence Storage'!DG263,0)","v":0},{"$f":"IF($D263=\"Full\",'Failure Persistence Storage'!DH263,0)","v":0},{"$f":"IF($D263=\"Full\",'Failure Persistence Storage'!DK263,0)","v":0},{"$f":"IF($D263=\"Full\",'Failure Persistence Storage'!DL263,0)","v":0},{"$f":"IF($D263=\"Full\",'Failure Persistence Storage'!DO263,0)","v":0},{"$f":"IF($D263=\"Full\",'Failure Persistence Storage'!DP263,0)","v":0},{"$f":"IF($D263=\"Full\",'Failure Persistence Storage'!DS263,0)","v":0},{"$f":"IF($D263=\"Full\",'Failure Persistence Storage'!DT263,0)","v":0},{"$f":"IF($D263=\"Full\",'Failure Persistence Storage'!DW263,0)","v":0},{"$f":"IF($D263=\"Full\",'Failure Persistence Storage'!DX263,0)","v":0},{"$f":"IF($D263=\"Full\",'Failure Persistence Storage'!EA263,0)","v":0},{"$f":"IF($D263=\"Full\",'Failure Persistence Storage'!EB263,0)","v":0},{"$f":"IF($D263=\"Full\",'Failure Persistence Storage'!EE263,0)","v":0},{"$f":"IF($D263=\"Full\",'Failure Persistence Storage'!EF263,0)","v":0},{"$f":"IF($D263=\"Full\",'Failure Persistence Storage'!EI263,0)","v":0},{"$f":"IF($D263=\"Full\",'Failure Persistence Storage'!EJ263,0)","v":0},{"$f":"IF($D263=\"Full\",'Failure Persistence Storage'!EM263,0)","v":0},{"$f":"IF($D263=\"Full\",'Failure Persistence Storage'!EN263,0)","v":0},{"$f":"IF($D263=\"Full\",'Failure Persistence Storage'!EQ263,0)","v":0},{"$f":"IF($D263=\"Full\",'Failure Persistence Storage'!ER263,0)","v":0},{"$f":"IF($D263=\"Full\",'Failure Persistence Storage'!EU263,0)","v":0},{"$f":"IF($D263=\"Full\",'Failure Persistence Storage'!EV263,0)","v":0},{"$f":"IF($D263=\"Full\",'Failure Persistence Storage'!EY263,0)","v":0},{"$f":"IF($D263=\"Full\",'Failure Persistence Storage'!EZ263,0)","v":0},{"$f":"IF($D263=\"Full\",'Failure Persistence Storage'!FC263,0)","v":0},{"$f":"IF($D263=\"Full\",'Failure Persistence Storage'!FD263,0)","v":0},{"$f":"IF($D263=\"Full\",'Failure Persistence Storage'!FG263,0)","v":0},{"$f":"IF($D263=\"Full\",'Failure Persistence Storage'!FH263,0)","v":0},{"$f":"IF($D263=\"Full\",'Failure Persistence Storage'!FK263,0)","v":0},{"$f":"IF($D263=\"Full\",'Failure Persistence Storage'!FL263,0)","v":0},{"$f":"IF($D263=\"Full\",'Failure Persistence Storage'!FO263,0)","v":0},{"$f":"IF($D263=\"Full\",'Failure Persistence Storage'!FP263,0)","v":0},{"$f":"IF($D263=\"Full\",'Failure Persistence Storage'!FS263,0)","v":0},{"$f":"IF($D263=\"Full\",'Failure Persistence Storage'!FT263,0)","v":0},{"$f":"IF($D263=\"Full\",'Failure Persistence Storage'!FW263,0)","v":0},{"$f":"IF($D263=\"Full\",'Failure Persistence Storage'!FX263,0)","v":0},{"$f":"IF($D263=\"Full\",'Failure Persistence Storage'!GA263,0)","v":0},{"$f":"IF($D263=\"Full\",'Failure Persistence Storage'!GB263,0)","v":0},{"$f":"IF($D263=\"Full\",'Failure Persistence Storage'!GE263,0)","v":0},{"$f":"IF($D263=\"Full\",'Failure Persistence Storage'!GF263,0)","v":0},{"$f":"IF($D263=\"Full\",'Failure Persistence Storage'!GI263,0)","v":0},{"$f":"IF($D263=\"Full\",'Failure Persistence Storage'!GJ263,0)","v":0},{"$f":"IF($D263=\"Full\",'Failure Persistence Storage'!GM263,0)","v":0},{"$f":"IF($D263=\"Full\",'Failure Persistence Storage'!GN263,0)","v":0},{"$f":"IF($D263=\"Full\",'Failure Persistence Storage'!GQ263,0)","v":0},{"$f":"IF($D263=\"Full\",'Failure Persistence Storage'!GR263,0)","v":0},{"$f":"IF($D263=\"Full\",'Failure Persistence Storage'!GU263,0)","v":0},{"$f":"IF($D263=\"Full\",'Failure Persistence Storage'!GV263,0)","v":0},{"$f":"IF($D263=\"Full\",'Failure Persistence Storage'!GY263,0)","v":0},{"$f":"IF($D263=\"Full\",'Failure Persistence Storage'!GZ263,0)","v":0},{"$f":"IF($D263=\"Full\",'Failure Persistence Storage'!HC263,0)","v":0},{"$f":"IF($D263=\"Full\",'Failure Persistence Storage'!HD263,0)","v":0},{"$f":"IF($D263=\"Full\",'Failure Persistence Storage'!HG263,0)","v":0},{"$f":"IF($D263=\"Full\",'Failure Persistence Storage'!HH263,0)","v":0},{"$f":"IF($D263=\"Full\",'Failure Persistence Storage'!HK263,0)","v":0},{"$f":"IF($D263=\"Full\",'Failure Persistence Storage'!HL263,0)","v":0},{"$f":"IF($D263=\"Full\",'Failure Persistence Storage'!HO263,0)","v":0}]
[null,null,null,null,null,null,null,null,null,null,null,null,null,null,null,null,null,null,null,null,null,null,null,null,null,null,null," "," "," "," "," "," "," "," "," "," "," "," "," "," "," "," "," "," "," "," "," "," "," "," "," "," "," "," "," "," "," "," "," "," "," "," "," "," "," "," "," "," "," "," "," "," "," "," "," "," "," "," "," "," "," "," "," "," "," "," "," "," "," "," "," "," "," "," "," "," "," "," "," "," "," "," "," "," "," "," "," "," "," "," "," "," "," "," "," "," "," "," "," "," "," "," "," "," "," "," "," "," "," "," "," "," "," "," "," "," "," "," "," "," "," "," "," "," "," "," "," "," "," "," "," "," "," "," "," "," "," "," "," "," "," "," "," "," "," "," "," "," "," "," "," "," "," "," "," "," "," "," "," "," "," "," "," "," "," "," "," "," "," "," "," "," "," "," "," "," "," "," "," "," "," "," "," "," "," "," "," "," "," "," "," "," "," "," "," "," "," "," "," "," "," "," ",null,{"$f":"IF($D264=\"Full\",'Failure Persistence Storage'!AB264,0)","v":0},{"$f":"IF($D264=\"Full\",'Failure Persistence Storage'!AE264,0)","v":0},{"$f":"IF($D264=\"Full\",'Failure Persistence Storage'!AF264,0)","v":0},{"$f":"IF($D264=\"Full\",'Failure Persistence Storage'!AI264,0)","v":0},{"$f":"IF($D264=\"Full\",'Failure Persistence Storage'!AJ264,0)","v":0},{"$f":"IF($D264=\"Full\",'Failure Persistence Storage'!AM264,0)","v":0},{"$f":"IF($D264=\"Full\",'Failure Persistence Storage'!AN264,0)","v":0},{"$f":"IF($D264=\"Full\",'Failure Persistence Storage'!AQ264,0)","v":0},{"$f":"IF($D264=\"Full\",'Failure Persistence Storage'!AR264,0)","v":0},{"$f":"IF($D264=\"Full\",'Failure Persistence Storage'!AU264,0)","v":0},{"$f":"IF($D264=\"Full\",'Failure Persistence Storage'!AV264,0)","v":0},{"$f":"IF($D264=\"Full\",'Failure Persistence Storage'!AY264,0)","v":0},{"$f":"IF($D264=\"Full\",'Failure Persistence Storage'!AZ264,0)","v":0},{"$f":"IF($D264=\"Full\",'Failure Persistence Storage'!BC264,0)","v":0},{"$f":"IF($D264=\"Full\",'Failure Persistence Storage'!BD264,0)","v":0},{"$f":"IF($D264=\"Full\",'Failure Persistence Storage'!BG264,0)","v":0},{"$f":"IF($D264=\"Full\",'Failure Persistence Storage'!BH264,0)","v":0},{"$f":"IF($D264=\"Full\",'Failure Persistence Storage'!BK264,0)","v":0},{"$f":"IF($D264=\"Full\",'Failure Persistence Storage'!BL264,0)","v":0},{"$f":"IF($D264=\"Full\",'Failure Persistence Storage'!BO264,0)","v":0},{"$f":"IF($D264=\"Full\",'Failure Persistence Storage'!BP264,0)","v":0},{"$f":"IF($D264=\"Full\",'Failure Persistence Storage'!BS264,0)","v":0},{"$f":"IF($D264=\"Full\",'Failure Persistence Storage'!BT264,0)","v":0},{"$f":"IF($D264=\"Full\",'Failure Persistence Storage'!BW264,0)","v":0},{"$f":"IF($D264=\"Full\",'Failure Persistence Storage'!BX264,0)","v":0},{"$f":"IF($D264=\"Full\",'Failure Persistence Storage'!CA264,0)","v":0},{"$f":"IF($D264=\"Full\",'Failure Persistence Storage'!CB264,0)","v":0},{"$f":"IF($D264=\"Full\",'Failure Persistence Storage'!CE264,0)","v":0},{"$f":"IF($D264=\"Full\",'Failure Persistence Storage'!CF264,0)","v":0},{"$f":"IF($D264=\"Full\",'Failure Persistence Storage'!CI264,0)","v":0},{"$f":"IF($D264=\"Full\",'Failure Persistence Storage'!CJ264,0)","v":0},{"$f":"IF($D264=\"Full\",'Failure Persistence Storage'!CM264,0)","v":0},{"$f":"IF($D264=\"Full\",'Failure Persistence Storage'!CN264,0)","v":0},{"$f":"IF($D264=\"Full\",'Failure Persistence Storage'!CQ264,0)","v":0},{"$f":"IF($D264=\"Full\",'Failure Persistence Storage'!CR264,0)","v":0},{"$f":"IF($D264=\"Full\",'Failure Persistence Storage'!CU264,0)","v":0},{"$f":"IF($D264=\"Full\",'Failure Persistence Storage'!CV264,0)","v":0},{"$f":"IF($D264=\"Full\",'Failure Persistence Storage'!CY264,0)","v":0},{"$f":"IF($D264=\"Full\",'Failure Persistence Storage'!CZ264,0)","v":0},{"$f":"IF($D264=\"Full\",'Failure Persistence Storage'!DC264,0)","v":0},{"$f":"IF($D264=\"Full\",'Failure Persistence Storage'!DD264,0)","v":0},{"$f":"IF($D264=\"Full\",'Failure Persistence Storage'!DG264,0)","v":0},{"$f":"IF($D264=\"Full\",'Failure Persistence Storage'!DH264,0)","v":0},{"$f":"IF($D264=\"Full\",'Failure Persistence Storage'!DK264,0)","v":0},{"$f":"IF($D264=\"Full\",'Failure Persistence Storage'!DL264,0)","v":0},{"$f":"IF($D264=\"Full\",'Failure Persistence Storage'!DO264,0)","v":0},{"$f":"IF($D264=\"Full\",'Failure Persistence Storage'!DP264,0)","v":0},{"$f":"IF($D264=\"Full\",'Failure Persistence Storage'!DS264,0)","v":0},{"$f":"IF($D264=\"Full\",'Failure Persistence Storage'!DT264,0)","v":0},{"$f":"IF($D264=\"Full\",'Failure Persistence Storage'!DW264,0)","v":0},{"$f":"IF($D264=\"Full\",'Failure Persistence Storage'!DX264,0)","v":0},{"$f":"IF($D264=\"Full\",'Failure Persistence Storage'!EA264,0)","v":0},{"$f":"IF($D264=\"Full\",'Failure Persistence Storage'!EB264,0)","v":0},{"$f":"IF($D264=\"Full\",'Failure Persistence Storage'!EE264,0)","v":0},{"$f":"IF($D264=\"Full\",'Failure Persistence Storage'!EF264,0)","v":0},{"$f":"IF($D264=\"Full\",'Failure Persistence Storage'!EI264,0)","v":0},{"$f":"IF($D264=\"Full\",'Failure Persistence Storage'!EJ264,0)","v":0},{"$f":"IF($D264=\"Full\",'Failure Persistence Storage'!EM264,0)","v":0},{"$f":"IF($D264=\"Full\",'Failure Persistence Storage'!EN264,0)","v":0},{"$f":"IF($D264=\"Full\",'Failure Persistence Storage'!EQ264,0)","v":0},{"$f":"IF($D264=\"Full\",'Failure Persistence Storage'!ER264,0)","v":0},{"$f":"IF($D264=\"Full\",'Failure Persistence Storage'!EU264,0)","v":0},{"$f":"IF($D264=\"Full\",'Failure Persistence Storage'!EV264,0)","v":0},{"$f":"IF($D264=\"Full\",'Failure Persistence Storage'!EY264,0)","v":0},{"$f":"IF($D264=\"Full\",'Failure Persistence Storage'!EZ264,0)","v":0},{"$f":"IF($D264=\"Full\",'Failure Persistence Storage'!FC264,0)","v":0},{"$f":"IF($D264=\"Full\",'Failure Persistence Storage'!FD264,0)","v":0},{"$f":"IF($D264=\"Full\",'Failure Persistence Storage'!FG264,0)","v":0},{"$f":"IF($D264=\"Full\",'Failure Persistence Storage'!FH264,0)","v":0},{"$f":"IF($D264=\"Full\",'Failure Persistence Storage'!FK264,0)","v":0},{"$f":"IF($D264=\"Full\",'Failure Persistence Storage'!FL264,0)","v":0},{"$f":"IF($D264=\"Full\",'Failure Persistence Storage'!FO264,0)","v":0},{"$f":"IF($D264=\"Full\",'Failure Persistence Storage'!FP264,0)","v":0},{"$f":"IF($D264=\"Full\",'Failure Persistence Storage'!FS264,0)","v":0},{"$f":"IF($D264=\"Full\",'Failure Persistence Storage'!FT264,0)","v":0},{"$f":"IF($D264=\"Full\",'Failure Persistence Storage'!FW264,0)","v":0},{"$f":"IF($D264=\"Full\",'Failure Persistence Storage'!FX264,0)","v":0},{"$f":"IF($D264=\"Full\",'Failure Persistence Storage'!GA264,0)","v":0},{"$f":"IF($D264=\"Full\",'Failure Persistence Storage'!GB264,0)","v":0},{"$f":"IF($D264=\"Full\",'Failure Persistence Storage'!GE264,0)","v":0},{"$f":"IF($D264=\"Full\",'Failure Persistence Storage'!GF264,0)","v":0},{"$f":"IF($D264=\"Full\",'Failure Persistence Storage'!GI264,0)","v":0},{"$f":"IF($D264=\"Full\",'Failure Persistence Storage'!GJ264,0)","v":0},{"$f":"IF($D264=\"Full\",'Failure Persistence Storage'!GM264,0)","v":0},{"$f":"IF($D264=\"Full\",'Failure Persistence Storage'!GN264,0)","v":0},{"$f":"IF($D264=\"Full\",'Failure Persistence Storage'!GQ264,0)","v":0},{"$f":"IF($D264=\"Full\",'Failure Persistence Storage'!GR264,0)","v":0},{"$f":"IF($D264=\"Full\",'Failure Persistence Storage'!GU264,0)","v":0},{"$f":"IF($D264=\"Full\",'Failure Persistence Storage'!GV264,0)","v":0},{"$f":"IF($D264=\"Full\",'Failure Persistence Storage'!GY264,0)","v":0},{"$f":"IF($D264=\"Full\",'Failure Persistence Storage'!GZ264,0)","v":0},{"$f":"IF($D264=\"Full\",'Failure Persistence Storage'!HC264,0)","v":0},{"$f":"IF($D264=\"Full\",'Failure Persistence Storage'!HD264,0)","v":0},{"$f":"IF($D264=\"Full\",'Failure Persistence Storage'!HG264,0)","v":0},{"$f":"IF($D264=\"Full\",'Failure Persistence Storage'!HH264,0)","v":0},{"$f":"IF($D264=\"Full\",'Failure Persistence Storage'!HK264,0)","v":0},{"$f":"IF($D264=\"Full\",'Failure Persistence Storage'!HL264,0)","v":0},{"$f":"IF($D264=\"Full\",'Failure Persistence Storage'!HO264,0)","v":0}]
[null,null,null,null,null,null,null,null,null,null,null,null,null,null,null,null,null,null,null,null,null,null,null,null,null,null,null," "," "," "," "," "," "," "," "," "," "," "," "," "," "," "," "," "," "," "," "," "," "," "," "," "," "," "," "," "," "," "," "," "," "," "," "," "," "," "," "," "," "," "," "," "," "," "," "," "," "," "," "," "," "," "," "," "," "," "," "," "," "," "," "," "," "," "," "," "," "," "," "," "," "," "," "," "," "," "," "," "," "," "," "," "," "," "," "," "," "," "," "," "," "," "," "," "," "," "," "," "," "," "," "," "," "," "," "," "," "," "," "," "," "," "," "," "," "," "," "," "," "," "," "," "," "," "," "," "," "," "," "," "," "," "," "," "," "," "," "," "," "," "," "," "," "," "," "," "," "," "," "," "," "," "," "," "," "," "," "," "," "," "," "," "," "," "," "," "," "," "," "," "," "," "," "," "," "," "," "," "," "," "," "," "," "," "," "," "," "," "," "," "," "," "," ",null,{"$f":"IF($D268=\"Full\",'Failure Persistence Storage'!AB268,0)","v":0},{"$f":"IF($D268=\"Full\",'Failure Persistence Storage'!AE268,0)","v":0},{"$f":"IF($D268=\"Full\",'Failure Persistence Storage'!AF268,0)","v":0},{"$f":"IF($D268=\"Full\",'Failure Persistence Storage'!AI268,0)","v":0},{"$f":"IF($D268=\"Full\",'Failure Persistence Storage'!AJ268,0)","v":0},{"$f":"IF($D268=\"Full\",'Failure Persistence Storage'!AM268,0)","v":0},{"$f":"IF($D268=\"Full\",'Failure Persistence Storage'!AN268,0)","v":0},{"$f":"IF($D268=\"Full\",'Failure Persistence Storage'!AQ268,0)","v":0},{"$f":"IF($D268=\"Full\",'Failure Persistence Storage'!AR268,0)","v":0},{"$f":"IF($D268=\"Full\",'Failure Persistence Storage'!AU268,0)","v":0},{"$f":"IF($D268=\"Full\",'Failure Persistence Storage'!AV268,0)","v":0},{"$f":"IF($D268=\"Full\",'Failure Persistence Storage'!AY268,0)","v":0},{"$f":"IF($D268=\"Full\",'Failure Persistence Storage'!AZ268,0)","v":0},{"$f":"IF($D268=\"Full\",'Failure Persistence Storage'!BC268,0)","v":0},{"$f":"IF($D268=\"Full\",'Failure Persistence Storage'!BD268,0)","v":0},{"$f":"IF($D268=\"Full\",'Failure Persistence Storage'!BG268,0)","v":0},{"$f":"IF($D268=\"Full\",'Failure Persistence Storage'!BH268,0)","v":0},{"$f":"IF($D268=\"Full\",'Failure Persistence Storage'!BK268,0)","v":0},{"$f":"IF($D268=\"Full\",'Failure Persistence Storage'!BL268,0)","v":0},{"$f":"IF($D268=\"Full\",'Failure Persistence Storage'!BO268,0)","v":0},{"$f":"IF($D268=\"Full\",'Failure Persistence Storage'!BP268,0)","v":0},{"$f":"IF($D268=\"Full\",'Failure Persistence Storage'!BS268,0)","v":0},{"$f":"IF($D268=\"Full\",'Failure Persistence Storage'!BT268,0)","v":0},{"$f":"IF($D268=\"Full\",'Failure Persistence Storage'!BW268,0)","v":0},{"$f":"IF($D268=\"Full\",'Failure Persistence Storage'!BX268,0)","v":0},{"$f":"IF($D268=\"Full\",'Failure Persistence Storage'!CA268,0)","v":0},{"$f":"IF($D268=\"Full\",'Failure Persistence Storage'!CB268,0)","v":0},{"$f":"IF($D268=\"Full\",'Failure Persistence Storage'!CE268,0)","v":0},{"$f":"IF($D268=\"Full\",'Failure Persistence Storage'!CF268,0)","v":0},{"$f":"IF($D268=\"Full\",'Failure Persistence Storage'!CI268,0)","v":0},{"$f":"IF($D268=\"Full\",'Failure Persistence Storage'!CJ268,0)","v":0},{"$f":"IF($D268=\"Full\",'Failure Persistence Storage'!CM268,0)","v":0},{"$f":"IF($D268=\"Full\",'Failure Persistence Storage'!CN268,0)","v":0},{"$f":"IF($D268=\"Full\",'Failure Persistence Storage'!CQ268,0)","v":0},{"$f":"IF($D268=\"Full\",'Failure Persistence Storage'!CR268,0)","v":0},{"$f":"IF($D268=\"Full\",'Failure Persistence Storage'!CU268,0)","v":0},{"$f":"IF($D268=\"Full\",'Failure Persistence Storage'!CV268,0)","v":0},{"$f":"IF($D268=\"Full\",'Failure Persistence Storage'!CY268,0)","v":0},{"$f":"IF($D268=\"Full\",'Failure Persistence Storage'!CZ268,0)","v":0},{"$f":"IF($D268=\"Full\",'Failure Persistence Storage'!DC268,0)","v":0},{"$f":"IF($D268=\"Full\",'Failure Persistence Storage'!DD268,0)","v":0},{"$f":"IF($D268=\"Full\",'Failure Persistence Storage'!DG268,0)","v":0},{"$f":"IF($D268=\"Full\",'Failure Persistence Storage'!DH268,0)","v":0},{"$f":"IF($D268=\"Full\",'Failure Persistence Storage'!DK268,0)","v":0},{"$f":"IF($D268=\"Full\",'Failure Persistence Storage'!DL268,0)","v":0},{"$f":"IF($D268=\"Full\",'Failure Persistence Storage'!DO268,0)","v":0},{"$f":"IF($D268=\"Full\",'Failure Persistence Storage'!DP268,0)","v":0},{"$f":"IF($D268=\"Full\",'Failure Persistence Storage'!DS268,0)","v":0},{"$f":"IF($D268=\"Full\",'Failure Persistence Storage'!DT268,0)","v":0},{"$f":"IF($D268=\"Full\",'Failure Persistence Storage'!DW268,0)","v":0},{"$f":"IF($D268=\"Full\",'Failure Persistence Storage'!DX268,0)","v":0},{"$f":"IF($D268=\"Full\",'Failure Persistence Storage'!EA268,0)","v":0},{"$f":"IF($D268=\"Full\",'Failure Persistence Storage'!EB268,0)","v":0},{"$f":"IF($D268=\"Full\",'Failure Persistence Storage'!EE268,0)","v":0},{"$f":"IF($D268=\"Full\",'Failure Persistence Storage'!EF268,0)","v":0},{"$f":"IF($D268=\"Full\",'Failure Persistence Storage'!EI268,0)","v":0},{"$f":"IF($D268=\"Full\",'Failure Persistence Storage'!EJ268,0)","v":0},{"$f":"IF($D268=\"Full\",'Failure Persistence Storage'!EM268,0)","v":0},{"$f":"IF($D268=\"Full\",'Failure Persistence Storage'!EN268,0)","v":0},{"$f":"IF($D268=\"Full\",'Failure Persistence Storage'!EQ268,0)","v":0},{"$f":"IF($D268=\"Full\",'Failure Persistence Storage'!ER268,0)","v":0},{"$f":"IF($D268=\"Full\",'Failure Persistence Storage'!EU268,0)","v":0},{"$f":"IF($D268=\"Full\",'Failure Persistence Storage'!EV268,0)","v":0},{"$f":"IF($D268=\"Full\",'Failure Persistence Storage'!EY268,0)","v":0},{"$f":"IF($D268=\"Full\",'Failure Persistence Storage'!EZ268,0)","v":0},{"$f":"IF($D268=\"Full\",'Failure Persistence Storage'!FC268,0)","v":0},{"$f":"IF($D268=\"Full\",'Failure Persistence Storage'!FD268,0)","v":0},{"$f":"IF($D268=\"Full\",'Failure Persistence Storage'!FG268,0)","v":0},{"$f":"IF($D268=\"Full\",'Failure Persistence Storage'!FH268,0)","v":0},{"$f":"IF($D268=\"Full\",'Failure Persistence Storage'!FK268,0)","v":0},{"$f":"IF($D268=\"Full\",'Failure Persistence Storage'!FL268,0)","v":0},{"$f":"IF($D268=\"Full\",'Failure Persistence Storage'!FO268,0)","v":0},{"$f":"IF($D268=\"Full\",'Failure Persistence Storage'!FP268,0)","v":0},{"$f":"IF($D268=\"Full\",'Failure Persistence Storage'!FS268,0)","v":0},{"$f":"IF($D268=\"Full\",'Failure Persistence Storage'!FT268,0)","v":0},{"$f":"IF($D268=\"Full\",'Failure Persistence Storage'!FW268,0)","v":0},{"$f":"IF($D268=\"Full\",'Failure Persistence Storage'!FX268,0)","v":0},{"$f":"IF($D268=\"Full\",'Failure Persistence Storage'!GA268,0)","v":0},{"$f":"IF($D268=\"Full\",'Failure Persistence Storage'!GB268,0)","v":0},{"$f":"IF($D268=\"Full\",'Failure Persistence Storage'!GE268,0)","v":0},{"$f":"IF($D268=\"Full\",'Failure Persistence Storage'!GF268,0)","v":0},{"$f":"IF($D268=\"Full\",'Failure Persistence Storage'!GI268,0)","v":0},{"$f":"IF($D268=\"Full\",'Failure Persistence Storage'!GJ268,0)","v":0},{"$f":"IF($D268=\"Full\",'Failure Persistence Storage'!GM268,0)","v":0},{"$f":"IF($D268=\"Full\",'Failure Persistence Storage'!GN268,0)","v":0},{"$f":"IF($D268=\"Full\",'Failure Persistence Storage'!GQ268,0)","v":0},{"$f":"IF($D268=\"Full\",'Failure Persistence Storage'!GR268,0)","v":0},{"$f":"IF($D268=\"Full\",'Failure Persistence Storage'!GU268,0)","v":0},{"$f":"IF($D268=\"Full\",'Failure Persistence Storage'!GV268,0)","v":0},{"$f":"IF($D268=\"Full\",'Failure Persistence Storage'!GY268,0)","v":0},{"$f":"IF($D268=\"Full\",'Failure Persistence Storage'!GZ268,0)","v":0},{"$f":"IF($D268=\"Full\",'Failure Persistence Storage'!HC268,0)","v":0},{"$f":"IF($D268=\"Full\",'Failure Persistence Storage'!HD268,0)","v":0},{"$f":"IF($D268=\"Full\",'Failure Persistence Storage'!HG268,0)","v":0},{"$f":"IF($D268=\"Full\",'Failure Persistence Storage'!HH268,0)","v":0},{"$f":"IF($D268=\"Full\",'Failure Persistence Storage'!HK268,0)","v":0},{"$f":"IF($D268=\"Full\",'Failure Persistence Storage'!HL268,0)","v":0},{"$f":"IF($D268=\"Full\",'Failure Persistence Storage'!HO268,0)","v":0}]
[null,null,null,null,null,null,null,null,null,null,null,null,null,null,null,null,null,null,null,null,null,null,null,null,null,null,null," ",{"$f":"IF($D272=0,\" \",1/AB272)","v":" "},{"$f":"IF($D272=0,\" \",IF(AB$37<5,$J272/5*AB$37,IF(AB$37<=90,MIN(($J272+($K272-$J272)/45*(AB$37-5)),$L272),$L272-($L272-MIN(($J272+($K272-$J272)/45*85),$L272))/5*(95-AB$37)))/AB272)","v":" "},{"$f":"IF($D272=0,\" \",AB272*AD272)","v":" "},{"$f":"IF($D272=0,\" \",1/($I272*(100-AF$37)/100))","v":" "},{"$f":"IF($D272=0,\" \",1/AF272)","v":" "},{"$f":"IF($D272=0,\" \",IF(AF$37<5,$J272/5*AF$37,IF(AF$37<=90,MIN(($J272+($K272-$J272)/45*(AF$37-5)),$L272),$L272-($L272-MIN(($J272+($K272-$J272)/45*85),$L272))/5*(95-AF$37)))/AF272)","v":" "},{"$f":"IF($D272=0,\" \",AF272*AH272)","v":" "}," ",{"$f":"IF($D272=0,\" \",1/AJ272)","v":" "},{"$f":"IF($D272=0,\" \",IF(AJ$37<5,$J272/5*AJ$37,IF(AJ$37<=90,MIN(($J272+($K272-$J272)/45*(AJ$37-5)),$L272),$L272-($L272-MIN(($J272+($K272-$J272)/45*85),$L272))/5*(95-AJ$37)))/AJ272)","v":" "},{"$f":"IF($D272=0,\" \",AJ272*AL272)","v":" "}," ",{"$f":"IF($D272=0,\" \",1/AN272)","v":" "},{"$f":"IF($D272=0,\" \",IF(AN$37<5,$J272/5*AN$37,IF(AN$37<=90,MIN(($J272+($K272-$J272)/45*(AN$37-5)),$L272),$L272-($L272-MIN(($J272+($K272-$J272)/45*85),$L272))/5*(95-AN$37)))/AN272)","v":" "},{"$f":"IF($D272=0,\" \",AN272*AP272)","v":" "}," ",{"$f":"IF($D272=0,\" \",1/AR272)","v":" "},{"$f":"IF($D272=0,\" \",IF(AR$37<5,$J272/5*AR$37,IF(AR$37<=90,MIN(($J272+($K272-$J272)/45*(AR$37-5)),$L272),$L272-($L272-MIN(($J272+($K272-$J272)/45*85),$L272))/5*(95-AR$37)))/AR272)","v":" "},{"$f":"IF($D272=0,\" \",AR272*AT272)","v":" "}," ",{"$f":"IF($D272=0,\" \",1/AV272)","v":" "},{"$f":"IF($D272=0,\" \",IF(AV$37<5,$J272/5*AV$37,IF(AV$37<=90,MIN(($J272+($K272-$J272)/45*(AV$37-5)),$L272),$L272-($L272-MIN(($J272+($K272-$J272)/45*85),$L272))/5*(95-AV$37)))/AV272)","v":" "},{"$f":"IF($D272=0,\" \",AV272*AX272)","v":" "}," ",{"$f":"IF($D272=0,\" \",1/AZ272)","v":" "},{"$f":"IF($D272=0,\" \",IF(AZ$37<5,$J272/5*AZ$37,IF(AZ$37<=90,MIN(($J272+($K272-$J272)/45*(AZ$37-5)),$L272),$L272-($L272-MIN(($J272+($K272-$J272)/45*85),$L272))/5*(95-AZ$37)))/AZ272)","v":" "},{"$f":"IF($D272=0,\" \",AZ272*BB272)","v":" "}," ",{"$f":"IF($D272=0,\" \",1/BD272)","v":" "},{"$f":"IF($D272=0,\" \",IF(BD$37<5,$J272/5*BD$37,IF(BD$37<=90,MIN(($J272+($K272-$J272)/45*(BD$37-5)),$L272),$L272-($L272-MIN(($J272+($K272-$J272)/45*85),$L272))/5*(95-BD$37)))/BD272)","v":" "},{"$f":"IF($D272=0,\" \",BD272*BF272)","v":" "}," ",{"$f":"IF($D272=0,\" \",1/BH272)","v":" "},{"$f":"IF($D272=0,\" \",IF(BH$37<5,$J272/5*BH$37,IF(BH$37<=90,MIN(($J272+($K272-$J272)/45*(BH$37-5)),$L272),$L272-($L272-MIN(($J272+($K272-$J272)/45*85),$L272))/5*(95-BH$37)))/BH272)","v":" "},{"$f":"IF($D272=0,\" \",BH272*BJ272)","v":" "}," ",{"$f":"IF($D272=0,\" \",1/BL272)","v":" "},{"$f":"IF($D272=0,\" \",IF(BL$37<5,$J272/5*BL$37,IF(BL$37<=90,MIN(($J272+($K272-$J272)/45*(BL$37-5)),$L272),$L272-($L272-MIN(($J272+($K272-$J272)/45*85),$L272))/5*(95-BL$37)))/BL272)","v":" "},{"$f":"IF($D272=0,\" \",BL272*BN272)","v":" "}," ",{"$f":"IF($D272=0,\" \",1/BP272)","v":" "},{"$f":"IF($D272=0,\" \",IF(BP$37<5,$J272/5*BP$37,IF(BP$37<=90,MIN(($J272+($K272-$J272)/45*(BP$37-5)),$L272),$L272-($L272-MIN(($J272+($K272-$J272)/45*85),$L272))/5*(95-BP$37)))/BP272)","v":" "},{"$f":"IF($D272=0,\" \",BP272*BR272)","v":" "}," ",{"$f":"IF($D272=0,\" \",1/BT272)","v":" "},{"$f":"IF($D272=0,\" \",IF(BT$37<5,$J272/5*BT$37,IF(BT$37<=90,MIN(($J272+($K272-$J272)/45*(BT$37-5)),$L272),$L272-($L272-MIN(($J272+($K272-$J272)/45*85),$L272))/5*(95-BT$37)))/BT272)","v":" "},{"$f":"IF($D272=0,\" \",BT272*BV272)","v":" "}," ",{"$f":"IF($D272=0,\" \",1/BX272)","v":" "},{"$f":"IF($D272=0,\" \",IF(BX$37<5,$J272/5*BX$37,IF(BX$37<=90,MIN(($J272+($K272-$J272)/45*(BX$37-5)),$L272),$L272-($L272-MIN(($J272+($K272-$J272)/45*85),$L272))/5*(95-BX$37)))/BX272)","v":" "},{"$f":"IF($D272=0,\" \",BX272*BZ272)","v":" "}," ",{"$f":"IF($D272=0,\" \",1/CB272)","v":" "},{"$f":"IF($D272=0,\" \",IF(CB$37<5,$J272/5*CB$37,IF(CB$37<=90,MIN(($J272+($K272-$J272)/45*(CB$37-5)),$L272),$L272-($L272-MIN(($J272+($K272-$J272)/45*85),$L272))/5*(95-CB$37)))/CB272)","v":" "},{"$f":"IF($D272=0,\" \",CB272*CD272)","v":" "}," ",{"$f":"IF($D272=0,\" \",1/CF272)","v":" "},{"$f":"IF($D272=0,\" \",IF(CF$37<5,$J272/5*CF$37,IF(CF$37<=90,MIN(($J272+($K272-$J272)/45*(CF$37-5)),$L272),$L272-($L272-MIN(($J272+($K272-$J272)/45*85),$L272))/5*(95-CF$37)))/CF272)","v":" "},{"$f":"IF($D272=0,\" \",CF272*CH272)","v":" "}," ",{"$f":"IF($D272=0,\" \",1/CJ272)","v":" "},{"$f":"IF($D272=0,\" \",IF(CJ$37<5,$J272/5*CJ$37,IF(CJ$37<=90,MIN(($J272+($K272-$J272)/45*(CJ$37-5)),$L272),$L272-($L272-MIN(($J272+($K272-$J272)/45*85),$L272))/5*(95-CJ$37)))/CJ272)","v":" "},{"$f":"IF($D272=0,\" \",CJ272*CL272)","v":" "}," ",{"$f":"IF($D272=0,\" \",1/CN272)","v":" "},{"$f":"IF($D272=0,\" \",IF(CN$37<5,$J272/5*CN$37,IF(CN$37<=90,MIN(($J272+($K272-$J272)/45*(CN$37-5)),$L272),$L272-($L272-MIN(($J272+($K272-$J272)/45*85),$L272))/5*(95-CN$37)))/CN272)","v":" "},{"$f":"IF($D272=0,\" \",CN272*CP272)","v":" "},{"$f":"IF($D272=0,\" \",1/($I272*(100-CR$37)/100))","v":" "},{"$f":"IF($D272=0,\" \",1/CR272)","v":" "},{"$f":"IF($D272=0,\" \",IF(CR$37<5,$J272/5*CR$37,IF(CR$37<=90,MIN(($J272+($K272-$J272)/45*(CR$37-5)),$L272),$L272-($L272-MIN(($J272+($K272-$J272)/45*85),$L272))/5*(95-CR$37)))/CR272)","v":" "},{"$f":"IF($D272=0,\" \",CR272*CT272)","v":" "}," ",{"$f":"IF($D272=0,\" \",1/CV272)","v":" "},{"$f":"IF($D272=0,\" \",IF(CV$37<5,$J272/5*CV$37,IF(CV$37<=90,MIN(($J272+($K272-$J272)/45*(CV$37-5)),$L272),$L272-($L272-MIN(($J272+($K272-$J272)/45*85),$L272))/5*(95-CV$37)))/CV272)","v":" "},{"$f":"IF($D272=0,\" \",CV272*CX272)","v":" "}," ",{"$f":"IF($D272=0,\" \",1/CZ272)","v":" "},{"$f":"IF($D272=0,\" \",IF(CZ$37<5,$J272/5*CZ$37,IF(CZ$37<=90,MIN(($J272+($K272-$J272)/45*(CZ$37-5)),$L272),$L272-($L272-MIN(($J272+($K272-$J272)/45*85),$L272))/5*(95-CZ$37)))/CZ272)","v":" "},{"$f":"IF($D272=0,\" \",CZ272*DB272)","v":" "}," ",{"$f":"IF($D272=0,\" \",1/DD272)","v":" "},{"$f":"IF($D272=0,\" \",IF(DD$37<5,$J272/5*DD$37,IF(DD$37<=90,MIN(($J272+($K272-$J272)/45*(DD$37-5)),$L272),$L272-($L272-MIN(($J272+($K272-$J272)/45*85),$L272))/5*(95-DD$37)))/DD272)","v":" "},{"$f":"IF($D272=0,\" \",DD272*DF272)","v":" "}," ",{"$f":"IF($D272=0,\" \",1/DH272)","v":" "},{"$f":"IF($D272=0,\" \",IF(DH$37<5,$J272/5*DH$37,IF(DH$37<=90,MIN(($J272+($K272-$J272)/45*(DH$37-5)),$L272),$L272-($L272-MIN(($J272+($K272-$J272)/45*85),$L272))/5*(95-DH$37)))/DH272)","v":" "},{"$f":"IF($D272=0,\" \",DH272*DJ272)","v":" "}," ",{"$f":"IF($D272=0,\" \",1/DL272)","v":" "},{"$f":"IF($D272=0,\" \",IF(DL$37<5,$J272/5*DL$37,IF(DL$37<=90,MIN(($J272+($K272-$J272)/45*(DL$37-5)),$L272),$L272-($L272-MIN(($J272+($K272-$J272)/45*85),$L272))/5*(95-DL$37)))/DL272)","v":" "},{"$f":"IF($D272=0,\" \",DL272*DN272)","v":" "}," ",{"$f":"IF($D272=0,\" \",1/DP272)","v":" "},{"$f":"IF($D272=0,\" \",IF(DP$37<5,$J272/5*DP$37,IF(DP$37<=90,MIN(($J272+($K272-$J272)/45*(DP$37-5)),$L272),$L272-($L272-MIN(($J272+($K272-$J272)/45*85),$L272))/5*(95-DP$37)))/DP272)","v":" "},{"$f":"IF($D272=0,\" \",DP272*DR272)","v":" "}," ",{"$f":"IF($D272=0,\" \",1/DT272)","v":" "},{"$f":"IF($D272=0,\" \",IF(DT$37<5,$J272/5*DT$37,IF(DT$37<=90,MIN(($J272+($K272-$J272)/45*(DT$37-5)),$L272),$L272-($L272-MIN(($J272+($K272-$J272)/45*85),$L272))/5*(95-DT$37)))/DT272)","v":" "},{"$f":"IF($D272=0,\" \",DT272*DV272)","v":" "}," ",{"$f":"IF($D272=0,\" \",1/DX272)","v":" "},{"$f":"IF($D272=0,\" \",IF(DX$37<5,$J272/5*DX$37,IF(DX$37<=90,MIN(($J272+($K272-$J272)/45*(DX$37-5)),$L272),$L272-($L272-MIN(($J272+($K272-$J272)/45*85),$L272))/5*(95-DX$37)))/DX272)","v":" "},{"$f":"IF($D272=0,\" \",DX272*DZ272)","v":" "}," ",{"$f":"IF($D272=0,\" \",1/EB272)","v":" "},{"$f":"IF($D272=0,\" \",IF(EB$37<5,$J272/5*EB$37,IF(EB$37<=90,MIN(($J272+($K272-$J272)/45*(EB$37-5)),$L272),$L272-($L272-MIN(($J272+($K272-$J272)/45*85),$L272))/5*(95-EB$37)))/EB272)","v":" "},{"$f":"IF($D272=0,\" \",EB272*ED272)","v":" "}," ",{"$f":"IF($D272=0,\" \",1/EF272)","v":" "},{"$f":"IF($D272=0,\" \",IF(EF$37<5,$J272/5*EF$37,IF(EF$37<=90,MIN(($J272+($K272-$J272)/45*(EF$37-5)),$L272),$L272-($L272-MIN(($J272+($K272-$J272)/45*85),$L272))/5*(95-EF$37)))/EF272)","v":" "},{"$f":"IF($D272=0,\" \",EF272*EH272)","v":" "}," ",{"$f":"IF($D272=0,\" \",1/EJ272)","v":" "},{"$f":"IF($D272=0,\" \",IF(EJ$37<5,$J272/5*EJ$37,IF(EJ$37<=90,MIN(($J272+($K272-$J272)/45*(EJ$37-5)),$L272),$L272-($L272-MIN(($J272+($K272-$J272)/45*85),$L272))/5*(95-EJ$37)))/EJ272)","v":" "},{"$f":"IF($D272=0,\" \",EJ272*EL272)","v":" "}," ",{"$f":"IF($D272=0,\" \",1/EN272)","v":" "},{"$f":"IF($D272=0,\" \",IF(EN$37<5,$J272/5*EN$37,IF(EN$37<=90,MIN(($J272+($K272-$J272)/45*(EN$37-5)),$L272),$L272-($L272-MIN(($J272+($K272-$J272)/45*85),$L272))/5*(95-EN$37)))/EN272)","v":" "},{"$f":"IF($D272=0,\" \",EN272*EP272)","v":" "}," ",{"$f":"IF($D272=0,\" \",1/ER272)","v":" "},{"$f":"IF($D272=0,\" \",IF(ER$37<5,$J272/5*ER$37,IF(ER$37<=90,MIN(($J272+($K272-$J272)/45*(ER$37-5)),$L272),$L272-($L272-MIN(($J272+($K272-$J272)/45*85),$L272))/5*(95-ER$37)))/ER272)","v":" "},{"$f":"IF($D272=0,\" \",ER272*ET272)","v":" "}," ",{"$f":"IF($D272=0,\" \",1/EV272)","v":" "},{"$f":"IF($D272=0,\" \",IF(EV$37<5,$J272/5*EV$37,IF(EV$37<=90,MIN(($J272+($K272-$J272)/45*(EV$37-5)),$L272),$L272-($L272-MIN(($J272+($K272-$J272)/45*85),$L272))/5*(95-EV$37)))/EV272)","v":" "},{"$f":"IF($D272=0,\" \",EV272*EX272)","v":" "}," ",{"$f":"IF($D272=0,\" \",1/EZ272)","v":" "},{"$f":"IF($D272=0,\" \",IF(EZ$37<5,$J272/5*EZ$37,IF(EZ$37<=90,MIN(($J272+($K272-$J272)/45*(EZ$37-5)),$L272),$L272-($L272-MIN(($J272+($K272-$J272)/45*85),$L272))/5*(95-EZ$37)))/EZ272)","v":" "},{"$f":"IF($D272=0,\" \",EZ272*FB272)","v":" "},{"$f":"IF($D272=0,\" \",1/($I272*(100-FD$37)/100))","v":" "},{"$f":"IF($D272=0,\" \",1/FD272)","v":" "},{"$f":"IF($D272=0,\" \",IF(FD$37<5,$J272/5*FD$37,IF(FD$37<=90,MIN(($J272+($K272-$J272)/45*(FD$37-5)),$L272),$L272-($L272-MIN(($J272+($K272-$J272)/45*85),$L272))/5*(95-FD$37)))/FD272)","v":" "},{"$f":"IF($D272=0,\" \",FD272*FF272)","v":" "}," ",{"$f":"IF($D272=0,\" \",1/FH272)","v":" "},{"$f":"IF($D272=0,\" \",IF(FH$37<5,$J272/5*FH$37,IF(FH$37<=90,MIN(($J272+($K272-$J272)/45*(FH$37-5)),$L272),$L272-($L272-MIN(($J272+($K272-$J272)/45*85),$L272))/5*(95-FH$37)))/FH272)","v":" "},{"$f":"IF($D272=0,\" \",FH272*FJ272)","v":" "}," ",{"$f":"IF($D272=0,\" \",1/FL272)","v":" "},{"$f":"IF($D272=0,\" \",IF(FL$37<5,$J272/5*FL$37,IF(FL$37<=90,MIN(($J272+($K272-$J272)/45*(FL$37-5)),$L272),$L272-($L272-MIN(($J272+($K272-$J272)/45*85),$L272))/5*(95-FL$37)))/FL272)","v":" "},{"$f":"IF($D272=0,\" \",FL272*FN272)","v":" "}," ",{"$f":"IF($D272=0,\" \",1/FP272)","v":" "},{"$f":"IF($D272=0,\" \",IF(FP$37<5,$J272/5*FP$37,IF(FP$37<=90,MIN(($J272+($K272-$J272)/45*(FP$37-5)),$L272),$L272-($L272-MIN(($J272+($K272-$J272)/45*85),$L272))/5*(95-FP$37)))/FP272)","v":" "},{"$f":"IF($D272=0,\" \",FP272*FR272)","v":" "}," ",{"$f":"IF($D272=0,\" \",1/FT272)","v":" "},{"$f":"IF($D272=0,\" \",IF(FT$37<5,$J272/5*FT$37,IF(FT$37<=90,MIN(($J272+($K272-$J272)/45*(FT$37-5)),$L272),$L272-($L272-MIN(($J272+($K272-$J272)/45*85),$L272))/5*(95-FT$37)))/FT272)","v":" "},{"$f":"IF($D272=0,\" \",FT272*FV272)","v":" "}," ",{"$f":"IF($D272=0,\" \",1/FX272)","v":" "},{"$f":"IF($D272=0,\" \",IF(FX$37<5,$J272/5*FX$37,IF(FX$37<=90,MIN(($J272+($K272-$J272)/45*(FX$37-5)),$L272),$L272-($L272-MIN(($J272+($K272-$J272)/45*85),$L272))/5*(95-FX$37)))/FX272)","v":" "},{"$f":"IF($D272=0,\" \",FX272*FZ272)","v":" "}," ",{"$f":"IF($D272=0,\" \",1/GB272)","v":" "},{"$f":"IF($D272=0,\" \",IF(GB$37<5,$J272/5*GB$37,IF(GB$37<=90,MIN(($J272+($K272-$J272)/45*(GB$37-5)),$L272),$L272-($L272-MIN(($J272+($K272-$J272)/45*85),$L272))/5*(95-GB$37)))/GB272)","v":" "},{"$f":"IF($D272=0,\" \",GB272*GD272)","v":" "}," ",{"$f":"IF($D272=0,\" \",1/GF272)","v":" "},{"$f":"IF($D272=0,\" \",IF(GF$37<5,$J272/5*GF$37,IF(GF$37<=90,MIN(($J272+($K272-$J272)/45*(GF$37-5)),$L272),$L272-($L272-MIN(($J272+($K272-$J272)/45*85),$L272))/5*(95-GF$37)))/GF272)","v":" "},{"$f":"IF($D272=0,\" \",GF272*GH272)","v":" "}," ",{"$f":"IF($D272=0,\" \",1/GJ272)","v":" "},{"$f":"IF($D272=0,\" \",IF(GJ$37<5,$J272/5*GJ$37,IF(GJ$37<=90,MIN(($J272+($K272-$J272)/45*(GJ$37-5)),$L272),$L272-($L272-MIN(($J272+($K272-$J272)/45*85),$L272))/5*(95-GJ$37)))/GJ272)","v":" "},{"$f":"IF($D272=0,\" \",GJ272*GL272)","v":" "}," ",{"$f":"IF($D272=0,\" \",1/GN272)","v":" "},{"$f":"IF($D272=0,\" \",IF(GN$37<5,$J272/5*GN$37,IF(GN$37<=90,MIN(($J272+($K272-$J272)/45*(GN$37-5)),$L272),$L272-($L272-MIN(($J272+($K272-$J272)/45*85),$L272))/5*(95-GN$37)))/GN272)","v":" "},{"$f":"IF($D272=0,\" \",GN272*GP272)","v":" "}," ",{"$f":"IF($D272=0,\" \",1/GR272)","v":" "},{"$f":"IF($D272=0,\" \",IF(GR$37<5,$J272/5*GR$37,IF(GR$37<=90,MIN(($J272+($K272-$J272)/45*(GR$37-5)),$L272),$L272-($L272-MIN(($J272+($K272-$J272)/45*85),$L272))/5*(95-GR$37)))/GR272)","v":" "},{"$f":"IF($D272=0,\" \",GR272*GT272)","v":" "}," ",{"$f":"IF($D272=0,\" \",1/GV272)","v":" "},{"$f":"IF($D272=0,\" \",IF(GV$37<5,$J272/5*GV$37,IF(GV$37<=90,MIN(($J272+($K272-$J272)/45*(GV$37-5)),$L272),$L272-($L272-MIN(($J272+($K272-$J272)/45*85),$L272))/5*(95-GV$37)))/GV272)","v":" "},{"$f":"IF($D272=0,\" \",GV272*GX272)","v":" "}," ",{"$f":"IF($D272=0,\" \",1/GZ272)","v":" "},{"$f":"IF($D272=0,\" \",IF(GZ$37<5,$J272/5*GZ$37,IF(GZ$37<=90,MIN(($J272+($K272-$J272)/45*(GZ$37-5)),$L272),$L272-($L272-MIN(($J272+($K272-$J272)/45*85),$L272))/5*(95-GZ$37)))/GZ272)","v":" "},{"$f":"IF($D272=0,\" \",GZ272*HB272)","v":" "}," ",{"$f":"IF($D272=0,\" \",1/HD272)","v":" "},{"$f":"IF($D272=0,\" \",IF(HD$37<5,$J272/5*HD$37,IF(HD$37<=90,MIN(($J272+($K272-$J272)/45*(HD$37-5)),$L272),$L272-($L272-MIN(($J272+($K272-$J272)/45*85),$L272))/5*(95-HD$37)))/HD272)","v":" "},{"$f":"IF($D272=0,\" \",HD272*HF272)","v":" "}," ",{"$f":"IF($D272=0,\" \",1/HH272)","v":" "},{"$f":"IF($D272=0,\" \",IF(HH$37<5,$J272/5*HH$37,IF(HH$37<=90,MIN(($J272+($K272-$J272)/45*(HH$37-5)),$L272),$L272-($L272-MIN(($J272+($K272-$J272)/45*85),$L272))/5*(95-HH$37)))/HH272)","v":" "},{"$f":"IF($D272=0,\" \",HH272*HJ272)","v":" "}," ",{"$f":"IF($D272=0,\" \",1/HL272)","v":" "},{"$f":"IF($D272=0,\" \",IF(HL$37<5,$J272/5*HL$37,IF(HL$37<=90,MIN(($J272+($K272-$J272)/45*(HL$37-5)),$L272),$L272-($L272-MIN(($J272+($K272-$J272)/45*85),$L272))/5*(95-HL$37)))/HL272)","v":" "},{"$f":"IF($D272=0,\" \",HL272*HN272)","v":" "},null,{"$f":"IF($D272=\"Full\",'Failure Persistence Storage'!AB272,0)","v":0},{"$f":"IF($D272=\"Full\",'Failure Persistence Storage'!AE272,0)","v":0},{"$f":"IF($D272=\"Full\",'Failure Persistence Storage'!AF272,0)","v":0},{"$f":"IF($D272=\"Full\",'Failure Persistence Storage'!AI272,0)","v":0},{"$f":"IF($D272=\"Full\",'Failure Persistence Storage'!AJ272,0)","v":0},{"$f":"IF($D272=\"Full\",'Failure Persistence Storage'!AM272,0)","v":0},{"$f":"IF($D272=\"Full\",'Failure Persistence Storage'!AN272,0)","v":0},{"$f":"IF($D272=\"Full\",'Failure Persistence Storage'!AQ272,0)","v":0},{"$f":"IF($D272=\"Full\",'Failure Persistence Storage'!AR272,0)","v":0},{"$f":"IF($D272=\"Full\",'Failure Persistence Storage'!AU272,0)","v":0},{"$f":"IF($D272=\"Full\",'Failure Persistence Storage'!AV272,0)","v":0},{"$f":"IF($D272=\"Full\",'Failure Persistence Storage'!AY272,0)","v":0},{"$f":"IF($D272=\"Full\",'Failure Persistence Storage'!AZ272,0)","v":0},{"$f":"IF($D272=\"Full\",'Failure Persistence Storage'!BC272,0)","v":0},{"$f":"IF($D272=\"Full\",'Failure Persistence Storage'!BD272,0)","v":0},{"$f":"IF($D272=\"Full\",'Failure Persistence Storage'!BG272,0)","v":0},{"$f":"IF($D272=\"Full\",'Failure Persistence Storage'!BH272,0)","v":0},{"$f":"IF($D272=\"Full\",'Failure Persistence Storage'!BK272,0)","v":0},{"$f":"IF($D272=\"Full\",'Failure Persistence Storage'!BL272,0)","v":0},{"$f":"IF($D272=\"Full\",'Failure Persistence Storage'!BO272,0)","v":0},{"$f":"IF($D272=\"Full\",'Failure Persistence Storage'!BP272,0)","v":0},{"$f":"IF($D272=\"Full\",'Failure Persistence Storage'!BS272,0)","v":0},{"$f":"IF($D272=\"Full\",'Failure Persistence Storage'!BT272,0)","v":0},{"$f":"IF($D272=\"Full\",'Failure Persistence Storage'!BW272,0)","v":0},{"$f":"IF($D272=\"Full\",'Failure Persistence Storage'!BX272,0)","v":0},{"$f":"IF($D272=\"Full\",'Failure Persistence Storage'!CA272,0)","v":0},{"$f":"IF($D272=\"Full\",'Failure Persistence Storage'!CB272,0)","v":0},{"$f":"IF($D272=\"Full\",'Failure Persistence Storage'!CE272,0)","v":0},{"$f":"IF($D272=\"Full\",'Failure Persistence Storage'!CF272,0)","v":0},{"$f":"IF($D272=\"Full\",'Failure Persistence Storage'!CI272,0)","v":0},{"$f":"IF($D272=\"Full\",'Failure Persistence Storage'!CJ272,0)","v":0},{"$f":"IF($D272=\"Full\",'Failure Persistence Storage'!CM272,0)","v":0},{"$f":"IF($D272=\"Full\",'Failure Persistence Storage'!CN272,0)","v":0},{"$f":"IF($D272=\"Full\",'Failure Persistence Storage'!CQ272,0)","v":0},{"$f":"IF($D272=\"Full\",'Failure Persistence Storage'!CR272,0)","v":0},{"$f":"IF($D272=\"Full\",'Failure Persistence Storage'!CU272,0)","v":0},{"$f":"IF($D272=\"Full\",'Failure Persistence Storage'!CV272,0)","v":0},{"$f":"IF($D272=\"Full\",'Failure Persistence Storage'!CY272,0)","v":0},{"$f":"IF($D272=\"Full\",'Failure Persistence Storage'!CZ272,0)","v":0},{"$f":"IF($D272=\"Full\",'Failure Persistence Storage'!DC272,0)","v":0},{"$f":"IF($D272=\"Full\",'Failure Persistence Storage'!DD272,0)","v":0},{"$f":"IF($D272=\"Full\",'Failure Persistence Storage'!DG272,0)","v":0},{"$f":"IF($D272=\"Full\",'Failure Persistence Storage'!DH272,0)","v":0},{"$f":"IF($D272=\"Full\",'Failure Persistence Storage'!DK272,0)","v":0},{"$f":"IF($D272=\"Full\",'Failure Persistence Storage'!DL272,0)","v":0},{"$f":"IF($D272=\"Full\",'Failure Persistence Storage'!DO272,0)","v":0},{"$f":"IF($D272=\"Full\",'Failure Persistence Storage'!DP272,0)","v":0},{"$f":"IF($D272=\"Full\",'Failure Persistence Storage'!DS272,0)","v":0},{"$f":"IF($D272=\"Full\",'Failure Persistence Storage'!DT272,0)","v":0},{"$f":"IF($D272=\"Full\",'Failure Persistence Storage'!DW272,0)","v":0},{"$f":"IF($D272=\"Full\",'Failure Persistence Storage'!DX272,0)","v":0},{"$f":"IF($D272=\"Full\",'Failure Persistence Storage'!EA272,0)","v":0},{"$f":"IF($D272=\"Full\",'Failure Persistence Storage'!EB272,0)","v":0},{"$f":"IF($D272=\"Full\",'Failure Persistence Storage'!EE272,0)","v":0},{"$f":"IF($D272=\"Full\",'Failure Persistence Storage'!EF272,0)","v":0},{"$f":"IF($D272=\"Full\",'Failure Persistence Storage'!EI272,0)","v":0},{"$f":"IF($D272=\"Full\",'Failure Persistence Storage'!EJ272,0)","v":0},{"$f":"IF($D272=\"Full\",'Failure Persistence Storage'!EM272,0)","v":0},{"$f":"IF($D272=\"Full\",'Failure Persistence Storage'!EN272,0)","v":0},{"$f":"IF($D272=\"Full\",'Failure Persistence Storage'!EQ272,0)","v":0},{"$f":"IF($D272=\"Full\",'Failure Persistence Storage'!ER272,0)","v":0},{"$f":"IF($D272=\"Full\",'Failure Persistence Storage'!EU272,0)","v":0},{"$f":"IF($D272=\"Full\",'Failure Persistence Storage'!EV272,0)","v":0},{"$f":"IF($D272=\"Full\",'Failure Persistence Storage'!EY272,0)","v":0},{"$f":"IF($D272=\"Full\",'Failure Persistence Storage'!EZ272,0)","v":0},{"$f":"IF($D272=\"Full\",'Failure Persistence Storage'!FC272,0)","v":0},{"$f":"IF($D272=\"Full\",'Failure Persistence Storage'!FD272,0)","v":0},{"$f":"IF($D272=\"Full\",'Failure Persistence Storage'!FG272,0)","v":0},{"$f":"IF($D272=\"Full\",'Failure Persistence Storage'!FH272,0)","v":0},{"$f":"IF($D272=\"Full\",'Failure Persistence Storage'!FK272,0)","v":0},{"$f":"IF($D272=\"Full\",'Failure Persistence Storage'!FL272,0)","v":0},{"$f":"IF($D272=\"Full\",'Failure Persistence Storage'!FO272,0)","v":0},{"$f":"IF($D272=\"Full\",'Failure Persistence Storage'!FP272,0)","v":0},{"$f":"IF($D272=\"Full\",'Failure Persistence Storage'!FS272,0)","v":0},{"$f":"IF($D272=\"Full\",'Failure Persistence Storage'!FT272,0)","v":0},{"$f":"IF($D272=\"Full\",'Failure Persistence Storage'!FW272,0)","v":0},{"$f":"IF($D272=\"Full\",'Failure Persistence Storage'!FX272,0)","v":0},{"$f":"IF($D272=\"Full\",'Failure Persistence Storage'!GA272,0)","v":0},{"$f":"IF($D272=\"Full\",'Failure Persistence Storage'!GB272,0)","v":0},{"$f":"IF($D272=\"Full\",'Failure Persistence Storage'!GE272,0)","v":0},{"$f":"IF($D272=\"Full\",'Failure Persistence Storage'!GF272,0)","v":0},{"$f":"IF($D272=\"Full\",'Failure Persistence Storage'!GI272,0)","v":0},{"$f":"IF($D272=\"Full\",'Failure Persistence Storage'!GJ272,0)","v":0},{"$f":"IF($D272=\"Full\",'Failure Persistence Storage'!GM272,0)","v":0},{"$f":"IF($D272=\"Full\",'Failure Persistence Storage'!GN272,0)","v":0},{"$f":"IF($D272=\"Full\",'Failure Persistence Storage'!GQ272,0)","v":0},{"$f":"IF($D272=\"Full\",'Failure Persistence Storage'!GR272,0)","v":0},{"$f":"IF($D272=\"Full\",'Failure Persistence Storage'!GU272,0)","v":0},{"$f":"IF($D272=\"Full\",'Failure Persistence Storage'!GV272,0)","v":0},{"$f":"IF($D272=\"Full\",'Failure Persistence Storage'!GY272,0)","v":0},{"$f":"IF($D272=\"Full\",'Failure Persistence Storage'!GZ272,0)","v":0},{"$f":"IF($D272=\"Full\",'Failure Persistence Storage'!HC272,0)","v":0},{"$f":"IF($D272=\"Full\",'Failure Persistence Storage'!HD272,0)","v":0},{"$f":"IF($D272=\"Full\",'Failure Persistence Storage'!HG272,0)","v":0},{"$f":"IF($D272=\"Full\",'Failure Persistence Storage'!HH272,0)","v":0},{"$f":"IF($D272=\"Full\",'Failure Persistence Storage'!HK272,0)","v":0},{"$f":"IF($D272=\"Full\",'Failure Persistence Storage'!HL272,0)","v":0},{"$f":"IF($D272=\"Full\",'Failure Persistence Storage'!HO272,0)","v":0}]
[null,null,null,null,null,null,null,null,null,null,null,null,null,null,null,null,null,null,null,null,null,null,null,null,null,null,null," "," "," "," "," "," "," "," "," "," "," "," "," "," "," "," "," "," "," "," "," "," "," "," "," "," "," "," "," "," "," "," "," "," "," "," "," "," "," "," "," "," "," "," "," "," "," "," "," "," "," "," "," "," "," "," "," "," "," "," "," "," "," "," "," "," "," "," "," "," "," "," "," "," "," "," "," "," "," "," "," "," "," "," "," "," "," "," "," "," "," "," "," "," "," "," "," "," "," "," "," "," "," "," "," "," "," "," "," "," "," "," "," "," "," "," "," "," "," "," "," "," "," "," "," "," "," "," "," "," "," "," "," "," "," "," "," "," "," "," "," "," "," "," "," "," "," "," "," "," "," "," "," "," "," "," "," "," "," "," "," "," "," "," "," "," "," "," "," "," "," "," "," "," "," "," "," "," "," "," "," "," "," "," "," "," "," "," "," "," "," "," "," "," "," "," ",null,{"$f":"IF($D277=\"Full\",'Failure Persistence Storage'!AB277,0)","v":0},{"$f":"IF($D277=\"Full\",'Failure Persistence Storage'!AE277,0)","v":0},{"$f":"IF($D277=\"Full\",'Failure Persistence Storage'!AF277,0)","v":0},{"$f":"IF($D277=\"Full\",'Failure Persistence Storage'!AI277,0)","v":0},{"$f":"IF($D277=\"Full\",'Failure Persistence Storage'!AJ277,0)","v":0},{"$f":"IF($D277=\"Full\",'Failure Persistence Storage'!AM277,0)","v":0},{"$f":"IF($D277=\"Full\",'Failure Persistence Storage'!AN277,0)","v":0},{"$f":"IF($D277=\"Full\",'Failure Persistence Storage'!AQ277,0)","v":0},{"$f":"IF($D277=\"Full\",'Failure Persistence Storage'!AR277,0)","v":0},{"$f":"IF($D277=\"Full\",'Failure Persistence Storage'!AU277,0)","v":0},{"$f":"IF($D277=\"Full\",'Failure Persistence Storage'!AV277,0)","v":0},{"$f":"IF($D277=\"Full\",'Failure Persistence Storage'!AY277,0)","v":0},{"$f":"IF($D277=\"Full\",'Failure Persistence Storage'!AZ277,0)","v":0},{"$f":"IF($D277=\"Full\",'Failure Persistence Storage'!BC277,0)","v":0},{"$f":"IF($D277=\"Full\",'Failure Persistence Storage'!BD277,0)","v":0},{"$f":"IF($D277=\"Full\",'Failure Persistence Storage'!BG277,0)","v":0},{"$f":"IF($D277=\"Full\",'Failure Persistence Storage'!BH277,0)","v":0},{"$f":"IF($D277=\"Full\",'Failure Persistence Storage'!BK277,0)","v":0},{"$f":"IF($D277=\"Full\",'Failure Persistence Storage'!BL277,0)","v":0},{"$f":"IF($D277=\"Full\",'Failure Persistence Storage'!BO277,0)","v":0},{"$f":"IF($D277=\"Full\",'Failure Persistence Storage'!BP277,0)","v":0},{"$f":"IF($D277=\"Full\",'Failure Persistence Storage'!BS277,0)","v":0},{"$f":"IF($D277=\"Full\",'Failure Persistence Storage'!BT277,0)","v":0},{"$f":"IF($D277=\"Full\",'Failure Persistence Storage'!BW277,0)","v":0},{"$f":"IF($D277=\"Full\",'Failure Persistence Storage'!BX277,0)","v":0},{"$f":"IF($D277=\"Full\",'Failure Persistence Storage'!CA277,0)","v":0},{"$f":"IF($D277=\"Full\",'Failure Persistence Storage'!CB277,0)","v":0},{"$f":"IF($D277=\"Full\",'Failure Persistence Storage'!CE277,0)","v":0},{"$f":"IF($D277=\"Full\",'Failure Persistence Storage'!CF277,0)","v":0},{"$f":"IF($D277=\"Full\",'Failure Persistence Storage'!CI277,0)","v":0},{"$f":"IF($D277=\"Full\",'Failure Persistence Storage'!CJ277,0)","v":0},{"$f":"IF($D277=\"Full\",'Failure Persistence Storage'!CM277,0)","v":0},{"$f":"IF($D277=\"Full\",'Failure Persistence Storage'!CN277,0)","v":0},{"$f":"IF($D277=\"Full\",'Failure Persistence Storage'!CQ277,0)","v":0},{"$f":"IF($D277=\"Full\",'Failure Persistence Storage'!CR277,0)","v":0},{"$f":"IF($D277=\"Full\",'Failure Persistence Storage'!CU277,0)","v":0},{"$f":"IF($D277=\"Full\",'Failure Persistence Storage'!CV277,0)","v":0},{"$f":"IF($D277=\"Full\",'Failure Persistence Storage'!CY277,0)","v":0},{"$f":"IF($D277=\"Full\",'Failure Persistence Storage'!CZ277,0)","v":0},{"$f":"IF($D277=\"Full\",'Failure Persistence Storage'!DC277,0)","v":0},{"$f":"IF($D277=\"Full\",'Failure Persistence Storage'!DD277,0)","v":0},{"$f":"IF($D277=\"Full\",'Failure Persistence Storage'!DG277,0)","v":0},{"$f":"IF($D277=\"Full\",'Failure Persistence Storage'!DH277,0)","v":0},{"$f":"IF($D277=\"Full\",'Failure Persistence Storage'!DK277,0)","v":0},{"$f":"IF($D277=\"Full\",'Failure Persistence Storage'!DL277,0)","v":0},{"$f":"IF($D277=\"Full\",'Failure Persistence Storage'!DO277,0)","v":0},{"$f":"IF($D277=\"Full\",'Failure Persistence Storage'!DP277,0)","v":0},{"$f":"IF($D277=\"Full\",'Failure Persistence Storage'!DS277,0)","v":0},{"$f":"IF($D277=\"Full\",'Failure Persistence Storage'!DT277,0)","v":0},{"$f":"IF($D277=\"Full\",'Failure Persistence Storage'!DW277,0)","v":0},{"$f":"IF($D277=\"Full\",'Failure Persistence Storage'!DX277,0)","v":0},{"$f":"IF($D277=\"Full\",'Failure Persistence Storage'!EA277,0)","v":0},{"$f":"IF($D277=\"Full\",'Failure Persistence Storage'!EB277,0)","v":0},{"$f":"IF($D277=\"Full\",'Failure Persistence Storage'!EE277,0)","v":0},{"$f":"IF($D277=\"Full\",'Failure Persistence Storage'!EF277,0)","v":0},{"$f":"IF($D277=\"Full\",'Failure Persistence Storage'!EI277,0)","v":0},{"$f":"IF($D277=\"Full\",'Failure Persistence Storage'!EJ277,0)","v":0},{"$f":"IF($D277=\"Full\",'Failure Persistence Storage'!EM277,0)","v":0},{"$f":"IF($D277=\"Full\",'Failure Persistence Storage'!EN277,0)","v":0},{"$f":"IF($D277=\"Full\",'Failure Persistence Storage'!EQ277,0)","v":0},{"$f":"IF($D277=\"Full\",'Failure Persistence Storage'!ER277,0)","v":0},{"$f":"IF($D277=\"Full\",'Failure Persistence Storage'!EU277,0)","v":0},{"$f":"IF($D277=\"Full\",'Failure Persistence Storage'!EV277,0)","v":0},{"$f":"IF($D277=\"Full\",'Failure Persistence Storage'!EY277,0)","v":0},{"$f":"IF($D277=\"Full\",'Failure Persistence Storage'!EZ277,0)","v":0},{"$f":"IF($D277=\"Full\",'Failure Persistence Storage'!FC277,0)","v":0},{"$f":"IF($D277=\"Full\",'Failure Persistence Storage'!FD277,0)","v":0},{"$f":"IF($D277=\"Full\",'Failure Persistence Storage'!FG277,0)","v":0},{"$f":"IF($D277=\"Full\",'Failure Persistence Storage'!FH277,0)","v":0},{"$f":"IF($D277=\"Full\",'Failure Persistence Storage'!FK277,0)","v":0},{"$f":"IF($D277=\"Full\",'Failure Persistence Storage'!FL277,0)","v":0},{"$f":"IF($D277=\"Full\",'Failure Persistence Storage'!FO277,0)","v":0},{"$f":"IF($D277=\"Full\",'Failure Persistence Storage'!FP277,0)","v":0},{"$f":"IF($D277=\"Full\",'Failure Persistence Storage'!FS277,0)","v":0},{"$f":"IF($D277=\"Full\",'Failure Persistence Storage'!FT277,0)","v":0},{"$f":"IF($D277=\"Full\",'Failure Persistence Storage'!FW277,0)","v":0},{"$f":"IF($D277=\"Full\",'Failure Persistence Storage'!FX277,0)","v":0},{"$f":"IF($D277=\"Full\",'Failure Persistence Storage'!GA277,0)","v":0},{"$f":"IF($D277=\"Full\",'Failure Persistence Storage'!GB277,0)","v":0},{"$f":"IF($D277=\"Full\",'Failure Persistence Storage'!GE277,0)","v":0},{"$f":"IF($D277=\"Full\",'Failure Persistence Storage'!GF277,0)","v":0},{"$f":"IF($D277=\"Full\",'Failure Persistence Storage'!GI277,0)","v":0},{"$f":"IF($D277=\"Full\",'Failure Persistence Storage'!GJ277,0)","v":0},{"$f":"IF($D277=\"Full\",'Failure Persistence Storage'!GM277,0)","v":0},{"$f":"IF($D277=\"Full\",'Failure Persistence Storage'!GN277,0)","v":0},{"$f":"IF($D277=\"Full\",'Failure Persistence Storage'!GQ277,0)","v":0},{"$f":"IF($D277=\"Full\",'Failure Persistence Storage'!GR277,0)","v":0},{"$f":"IF($D277=\"Full\",'Failure Persistence Storage'!GU277,0)","v":0},{"$f":"IF($D277=\"Full\",'Failure Persistence Storage'!GV277,0)","v":0},{"$f":"IF($D277=\"Full\",'Failure Persistence Storage'!GY277,0)","v":0},{"$f":"IF($D277=\"Full\",'Failure Persistence Storage'!GZ277,0)","v":0},{"$f":"IF($D277=\"Full\",'Failure Persistence Storage'!HC277,0)","v":0},{"$f":"IF($D277=\"Full\",'Failure Persistence Storage'!HD277,0)","v":0},{"$f":"IF($D277=\"Full\",'Failure Persistence Storage'!HG277,0)","v":0},{"$f":"IF($D277=\"Full\",'Failure Persistence Storage'!HH277,0)","v":0},{"$f":"IF($D277=\"Full\",'Failure Persistence Storage'!HK277,0)","v":0},{"$f":"IF($D277=\"Full\",'Failure Persistence Storage'!HL277,0)","v":0},{"$f":"IF($D277=\"Full\",'Failure Persistence Storage'!HO277,0)","v":0}]
[null,null,null,null,null,null,null,null,null,null,null,null,null,null,null,null,null,null,null,null,null,null,null,null,null,null,null," "," "," "," "," "," "," "," "," "," "," "," "," "," "," "," "," "," "," "," "," "," "," "," "," "," "," "," "," "," "," "," "," "," "," "," "," "," "," "," "," "," "," "," "," "," "," "," "," "," "," "," "," "," "," "," "," "," "," "," "," "," "," "," "," "," "," "," "," "," "," "," "," "," "," "," "," "," "," "," "," "," "," "," "," "," "," "," "," "," "," "," "," "," "," "," "," "," "," "," "," "," "," "," "," "," "," "," "," "," "," "," "," "," "," "," "," "," "," "," "," "," "," "," "," "," "," "," "," "," "," "," "," "," "," "," "," "," "," "," "," "," "," "," "," "," "," "," "," "," "," "," "," "," "," "," "," "," "," "," "," "," "," "," "," "," "," "," "," "," "," "," "," "," "," "," "," "," "," "," "," "," "," "," "," "," "," "," "," "," "," "," "," "," "," "," ",null,{"$f":"IF($D280=\"Full\",'Failure Persistence Storage'!AB280,0)","v":0},{"$f":"IF($D280=\"Full\",'Failure Persistence Storage'!AE280,0)","v":0},{"$f":"IF($D280=\"Full\",'Failure Persistence Storage'!AF280,0)","v":0},{"$f":"IF($D280=\"Full\",'Failure Persistence Storage'!AI280,0)","v":0},{"$f":"IF($D280=\"Full\",'Failure Persistence Storage'!AJ280,0)","v":0},{"$f":"IF($D280=\"Full\",'Failure Persistence Storage'!AM280,0)","v":0},{"$f":"IF($D280=\"Full\",'Failure Persistence Storage'!AN280,0)","v":0},{"$f":"IF($D280=\"Full\",'Failure Persistence Storage'!AQ280,0)","v":0},{"$f":"IF($D280=\"Full\",'Failure Persistence Storage'!AR280,0)","v":0},{"$f":"IF($D280=\"Full\",'Failure Persistence Storage'!AU280,0)","v":0},{"$f":"IF($D280=\"Full\",'Failure Persistence Storage'!AV280,0)","v":0},{"$f":"IF($D280=\"Full\",'Failure Persistence Storage'!AY280,0)","v":0},{"$f":"IF($D280=\"Full\",'Failure Persistence Storage'!AZ280,0)","v":0},{"$f":"IF($D280=\"Full\",'Failure Persistence Storage'!BC280,0)","v":0},{"$f":"IF($D280=\"Full\",'Failure Persistence Storage'!BD280,0)","v":0},{"$f":"IF($D280=\"Full\",'Failure Persistence Storage'!BG280,0)","v":0},{"$f":"IF($D280=\"Full\",'Failure Persistence Storage'!BH280,0)","v":0},{"$f":"IF($D280=\"Full\",'Failure Persistence Storage'!BK280,0)","v":0},{"$f":"IF($D280=\"Full\",'Failure Persistence Storage'!BL280,0)","v":0},{"$f":"IF($D280=\"Full\",'Failure Persistence Storage'!BO280,0)","v":0},{"$f":"IF($D280=\"Full\",'Failure Persistence Storage'!BP280,0)","v":0},{"$f":"IF($D280=\"Full\",'Failure Persistence Storage'!BS280,0)","v":0},{"$f":"IF($D280=\"Full\",'Failure Persistence Storage'!BT280,0)","v":0},{"$f":"IF($D280=\"Full\",'Failure Persistence Storage'!BW280,0)","v":0},{"$f":"IF($D280=\"Full\",'Failure Persistence Storage'!BX280,0)","v":0},{"$f":"IF($D280=\"Full\",'Failure Persistence Storage'!CA280,0)","v":0},{"$f":"IF($D280=\"Full\",'Failure Persistence Storage'!CB280,0)","v":0},{"$f":"IF($D280=\"Full\",'Failure Persistence Storage'!CE280,0)","v":0},{"$f":"IF($D280=\"Full\",'Failure Persistence Storage'!CF280,0)","v":0},{"$f":"IF($D280=\"Full\",'Failure Persistence Storage'!CI280,0)","v":0},{"$f":"IF($D280=\"Full\",'Failure Persistence Storage'!CJ280,0)","v":0},{"$f":"IF($D280=\"Full\",'Failure Persistence Storage'!CM280,0)","v":0},{"$f":"IF($D280=\"Full\",'Failure Persistence Storage'!CN280,0)","v":0},{"$f":"IF($D280=\"Full\",'Failure Persistence Storage'!CQ280,0)","v":0},{"$f":"IF($D280=\"Full\",'Failure Persistence Storage'!CR280,0)","v":0},{"$f":"IF($D280=\"Full\",'Failure Persistence Storage'!CU280,0)","v":0},{"$f":"IF($D280=\"Full\",'Failure Persistence Storage'!CV280,0)","v":0},{"$f":"IF($D280=\"Full\",'Failure Persistence Storage'!CY280,0)","v":0},{"$f":"IF($D280=\"Full\",'Failure Persistence Storage'!CZ280,0)","v":0},{"$f":"IF($D280=\"Full\",'Failure Persistence Storage'!DC280,0)","v":0},{"$f":"IF($D280=\"Full\",'Failure Persistence Storage'!DD280,0)","v":0},{"$f":"IF($D280=\"Full\",'Failure Persistence Storage'!DG280,0)","v":0},{"$f":"IF($D280=\"Full\",'Failure Persistence Storage'!DH280,0)","v":0},{"$f":"IF($D280=\"Full\",'Failure Persistence Storage'!DK280,0)","v":0},{"$f":"IF($D280=\"Full\",'Failure Persistence Storage'!DL280,0)","v":0},{"$f":"IF($D280=\"Full\",'Failure Persistence Storage'!DO280,0)","v":0},{"$f":"IF($D280=\"Full\",'Failure Persistence Storage'!DP280,0)","v":0},{"$f":"IF($D280=\"Full\",'Failure Persistence Storage'!DS280,0)","v":0},{"$f":"IF($D280=\"Full\",'Failure Persistence Storage'!DT280,0)","v":0},{"$f":"IF($D280=\"Full\",'Failure Persistence Storage'!DW280,0)","v":0},{"$f":"IF($D280=\"Full\",'Failure Persistence Storage'!DX280,0)","v":0},{"$f":"IF($D280=\"Full\",'Failure Persistence Storage'!EA280,0)","v":0},{"$f":"IF($D280=\"Full\",'Failure Persistence Storage'!EB280,0)","v":0},{"$f":"IF($D280=\"Full\",'Failure Persistence Storage'!EE280,0)","v":0},{"$f":"IF($D280=\"Full\",'Failure Persistence Storage'!EF280,0)","v":0},{"$f":"IF($D280=\"Full\",'Failure Persistence Storage'!EI280,0)","v":0},{"$f":"IF($D280=\"Full\",'Failure Persistence Storage'!EJ280,0)","v":0},{"$f":"IF($D280=\"Full\",'Failure Persistence Storage'!EM280,0)","v":0},{"$f":"IF($D280=\"Full\",'Failure Persistence Storage'!EN280,0)","v":0},{"$f":"IF($D280=\"Full\",'Failure Persistence Storage'!EQ280,0)","v":0},{"$f":"IF($D280=\"Full\",'Failure Persistence Storage'!ER280,0)","v":0},{"$f":"IF($D280=\"Full\",'Failure Persistence Storage'!EU280,0)","v":0},{"$f":"IF($D280=\"Full\",'Failure Persistence Storage'!EV280,0)","v":0},{"$f":"IF($D280=\"Full\",'Failure Persistence Storage'!EY280,0)","v":0},{"$f":"IF($D280=\"Full\",'Failure Persistence Storage'!EZ280,0)","v":0},{"$f":"IF($D280=\"Full\",'Failure Persistence Storage'!FC280,0)","v":0},{"$f":"IF($D280=\"Full\",'Failure Persistence Storage'!FD280,0)","v":0},{"$f":"IF($D280=\"Full\",'Failure Persistence Storage'!FG280,0)","v":0},{"$f":"IF($D280=\"Full\",'Failure Persistence Storage'!FH280,0)","v":0},{"$f":"IF($D280=\"Full\",'Failure Persistence Storage'!FK280,0)","v":0},{"$f":"IF($D280=\"Full\",'Failure Persistence Storage'!FL280,0)","v":0},{"$f":"IF($D280=\"Full\",'Failure Persistence Storage'!FO280,0)","v":0},{"$f":"IF($D280=\"Full\",'Failure Persistence Storage'!FP280,0)","v":0},{"$f":"IF($D280=\"Full\",'Failure Persistence Storage'!FS280,0)","v":0},{"$f":"IF($D280=\"Full\",'Failure Persistence Storage'!FT280,0)","v":0},{"$f":"IF($D280=\"Full\",'Failure Persistence Storage'!FW280,0)","v":0},{"$f":"IF($D280=\"Full\",'Failure Persistence Storage'!FX280,0)","v":0},{"$f":"IF($D280=\"Full\",'Failure Persistence Storage'!GA280,0)","v":0},{"$f":"IF($D280=\"Full\",'Failure Persistence Storage'!GB280,0)","v":0},{"$f":"IF($D280=\"Full\",'Failure Persistence Storage'!GE280,0)","v":0},{"$f":"IF($D280=\"Full\",'Failure Persistence Storage'!GF280,0)","v":0},{"$f":"IF($D280=\"Full\",'Failure Persistence Storage'!GI280,0)","v":0},{"$f":"IF($D280=\"Full\",'Failure Persistence Storage'!GJ280,0)","v":0},{"$f":"IF($D280=\"Full\",'Failure Persistence Storage'!GM280,0)","v":0},{"$f":"IF($D280=\"Full\",'Failure Persistence Storage'!GN280,0)","v":0},{"$f":"IF($D280=\"Full\",'Failure Persistence Storage'!GQ280,0)","v":0},{"$f":"IF($D280=\"Full\",'Failure Persistence Storage'!GR280,0)","v":0},{"$f":"IF($D280=\"Full\",'Failure Persistence Storage'!GU280,0)","v":0},{"$f":"IF($D280=\"Full\",'Failure Persistence Storage'!GV280,0)","v":0},{"$f":"IF($D280=\"Full\",'Failure Persistence Storage'!GY280,0)","v":0},{"$f":"IF($D280=\"Full\",'Failure Persistence Storage'!GZ280,0)","v":0},{"$f":"IF($D280=\"Full\",'Failure Persistence Storage'!HC280,0)","v":0},{"$f":"IF($D280=\"Full\",'Failure Persistence Storage'!HD280,0)","v":0},{"$f":"IF($D280=\"Full\",'Failure Persistence Storage'!HG280,0)","v":0},{"$f":"IF($D280=\"Full\",'Failure Persistence Storage'!HH280,0)","v":0},{"$f":"IF($D280=\"Full\",'Failure Persistence Storage'!HK280,0)","v":0},{"$f":"IF($D280=\"Full\",'Failure Persistence Storage'!HL280,0)","v":0},{"$f":"IF($D280=\"Full\",'Failure Persistence Storage'!HO280,0)","v":0}]
[null,"Combination of elements",null,{"$f":"IF(OR(D272=\"Part\",D273=\"Part\",D274=\"Part\",D275=\"Part\",D276=\"Part\",D277=\"Part\",D278=\"Part\",D279=\"Part\",D280=\"Part\",D281=\"Part\"),\"Part\",IF(OR(D272=\"Full\",D273=\"Full\",D274=\"Full\",D275=\"Full\",D276=\"Full\",D277=\"Full\",D278=\"Full\",D279=\"Full\",D280=\"Full\",D281=\"Full\"),\"Full\",IF(AND(D272=\" \",D273=\" \",D274=\" \",D275=\" \",D276=\" \",D277=\" \",D278=\" \",D279=\" \",D280=\" \",D281=\" \"),\" \",\" \")))","v":" "},null,null,null,null,null,null,null,null,null,null,null,null,null,null,null,null,null,null,null,null,null,null,null,{"$f":"IF($D282=\" \",\" \",1/AC282)","v":" "},{"$f":"IF($D282=\" \",\" \",SUM(AC272:AC281))","v":" "},{"$f":"IF($D282=\" \",\" \",SUM(AD272:AD281))","v":" "},{"$f":"IF($D282=\" \",\" \",AB282*AD282)","v":" "},{"$f":"IF($D282=\" \",\" \",1/AG282)","v":" "},{"$f":"IF($D282=\" \",\" \",SUM(AG272:AG281))","v":" "},{"$f":"IF($D282=\" \",\" \",SUM(AH272:AH281))","v":" "},{"$f":"IF($D282=\" \",\" \",AF282*AH282)","v":" "}," ",{"$f":"IF($D282=\" \",\" \",SUM(AK272:AK281))","v":" "},{"$f":"IF($D282=\" \",\" \",SUM(AL272:AL281))","v":" "},{"$f":"IF($D282=\" \",\" \",AJ282*AL282)","v":" "}," ",{"$f":"IF($D282=\" \",\" \",SUM(AO272:AO281))","v":" "},{"$f":"IF($D282=\" \",\" \",SUM(AP272:AP281))","v":" "},{"$f":"IF($D282=\" \",\" \",AN282*AP282)","v":" "}," ",{"$f":"IF($D282=\" \",\" \",SUM(AS272:AS281))","v":" "},{"$f":"IF($D282=\" \",\" \",SUM(AT272:AT281))","v":" "},{"$f":"IF($D282=\" \",\" \",AR282*AT282)","v":" "}," ",{"$f":"IF($D282=\" \",\" \",SUM(AW272:AW281))","v":" "},{"$f":"IF($D282=\" \",\" \",SUM(AX272:AX281))","v":" "},{"$f":"IF($D282=\" \",\" \",AV282*AX282)","v":" "}," ",{"$f":"IF($D282=\" \",\" \",SUM(BA272:BA281))","v":" "},{"$f":"IF($D282=\" \",\" \",SUM(BB272:BB281))","v":" "},{"$f":"IF($D282=\" \",\" \",AZ282*BB282)","v":" "}," ",{"$f":"IF($D282=\" \",\" \",SUM(BE272:BE281))","v":" "},{"$f":"IF($D282=\" \",\" \",SUM(BF272:BF281))","v":" "},{"$f":"IF($D282=\" \",\" \",BD282*BF282)","v":" "}," ",{"$f":"IF($D282=\" \",\" \",SUM(BI272:BI281))","v":" "},{"$f":"IF($D282=\" \",\" \",SUM(BJ272:BJ281))","v":" "},{"$f":"IF($D282=\" \",\" \",BH282*BJ282)","v":" "}," ",{"$f":"IF($D282=\" \",\" \",SUM(BM272:BM281))","v":" "},{"$f":"IF($D282=\" \",\" \",SUM(BN272:BN281))","v":" "},{"$f":"IF($D282=\" \",\" \",BL282*BN282)","v":" "}," ",{"$f":"IF($D282=\" \",\" \",SUM(BQ272:BQ281))","v":" "},{"$f":"IF($D282=\" \",\" \",SUM(BR272:BR281))","v":" "},{"$f":"IF($D282=\" \",\" \",BP282*BR282)","v":" "}," ",{"$f":"IF($D282=\" \",\" \",SUM(BU272:BU281))","v":" "},{"$f":"IF($D282=\" \",\" \",SUM(BV272:BV281))","v":" "},{"$f":"IF($D282=\" \",\" \",BT282*BV282)","v":" "}," ",{"$f":"IF($D282=\" \",\" \",SUM(BY272:BY281))","v":" "},{"$f":"IF($D282=\" \",\" \",SUM(BZ272:BZ281))","v":" "},{"$f":"IF($D282=\" \",\" \",BX282*BZ282)","v":" "}," ",{"$f":"IF($D282=\" \",\" \",SUM(CC272:CC281))","v":" "},{"$f":"IF($D282=\" \",\" \",SUM(CD272:CD281))","v":" "},{"$f":"IF($D282=\" \",\" \",CB282*CD282)","v":" "}," ",{"$f":"IF($D282=\" \",\" \",SUM(CG272:CG281))","v":" "},{"$f":"IF($D282=\" \",\" \",SUM(CH272:CH281))","v":" "},{"$f":"IF($D282=\" \",\" \",CF282*CH282)","v":" "}," ",{"$f":"IF($D282=\" \",\" \",SUM(CK272:CK281))","v":" "},{"$f":"IF($D282=\" \",\" \",SUM(CL272:CL281))","v":" "},{"$f":"IF($D282=\" \",\" \",CJ282*CL282)","v":" "}," ",{"$f":"IF($D282=\" \",\" \",SUM(CO272:CO281))","v":" "},{"$f":"IF($D282=\" \",\" \",SUM(CP272:CP281))","v":" "},{"$f":"IF($D282=\" \",\" \",CN282*CP282)","v":" "},{"$f":"IF($D282=\" \",\" \",1/CS282)","v":" "},{"$f":"IF($D282=\" \",\" \",SUM(CS272:CS281))","v":" "},{"$f":"IF($D282=\" \",\" \",SUM(CT272:CT281))","v":" "},{"$f":"IF($D282=\" \",\" \",CR282*CT282)","v":" "}," ",{"$f":"IF($D282=\" \",\" \",SUM(CW272:CW281))","v":" "},{"$f":"IF($D282=\" \",\" \",SUM(CX272:CX281))","v":" "},{"$f":"IF($D282=\" \",\" \",CV282*CX282)","v":" "}," ",{"$f":"IF($D282=\" \",\" \",SUM(DA272:DA281))","v":" "},{"$f":"IF($D282=\" \",\" \",SUM(DB272:DB281))","v":" "},{"$f":"IF($D282=\" \",\" \",CZ282*DB282)","v":" "}," ",{"$f":"IF($D282=\" \",\" \",SUM(DE272:DE281))","v":" "},{"$f":"IF($D282=\" \",\" \",SUM(DF272:DF281))","v":" "},{"$f":"IF($D282=\" \",\" \",DD282*DF282)","v":" "}," ",{"$f":"IF($D282=\" \",\" \",SUM(DI272:DI281))","v":" "},{"$f":"IF($D282=\" \",\" \",SUM(DJ272:DJ281))","v":" "},{"$f":"IF($D282=\" \",\" \",DH282*DJ282)","v":" "}," ",{"$f":"IF($D282=\" \",\" \",SUM(DM272:DM281))","v":" "},{"$f":"IF($D282=\" \",\" \",SUM(DN272:DN281))","v":" "},{"$f":"IF($D282=\" \",\" \",DL282*DN282)","v":" "}," ",{"$f":"IF($D282=\" \",\" \",SUM(DQ272:DQ281))","v":" "},{"$f":"IF($D282=\" \",\" \",SUM(DR272:DR281))","v":" "},{"$f":"IF($D282=\" \",\" \",DP282*DR282)","v":" "}," ",{"$f":"IF($D282=\" \",\" \",SUM(DU272:DU281))","v":" "},{"$f":"IF($D282=\" \",\" \",SUM(DV272:DV281))","v":" "},{"$f":"IF($D282=\" \",\" \",DT282*DV282)","v":" "}," ",{"$f":"IF($D282=\" \",\" \",SUM(DY272:DY281))","v":" "},{"$f":"IF($D282=\" \",\" \",SUM(DZ272:DZ281))","v":" "},{"$f":"IF($D282=\" \",\" \",DX282*DZ282)","v":" "}," ",{"$f":"IF($D282=\" \",\" \",SUM(EC272:EC281))","v":" "},{"$f":"IF($D282=\" \",\" \",SUM(ED272:ED281))","v":" "},{"$f":"IF($D282=\" \",\" \",EB282*ED282)","v":" "}," ",{"$f":"IF($D282=\" \",\" \",SUM(EG272:EG281))","v":" "},{"$f":"IF($D282=\" \",\" \",SUM(EH272:EH281))","v":" "},{"$f":"IF($D282=\" \",\" \",EF282*EH282)","v":" "}," ",{"$f":"IF($D282=\" \",\" \",SUM(EK272:EK281))","v":" "},{"$f":"IF($D282=\" \",\" \",SUM(EL272:EL281))","v":" "},{"$f":"IF($D282=\" \",\" \",EJ282*EL282)","v":" "}," ",{"$f":"IF($D282=\" \",\" \",SUM(EO272:EO281))","v":" "},{"$f":"IF($D282=\" \",\" \",SUM(EP272:EP281))","v":" "},{"$f":"IF($D282=\" \",\" \",EN282*EP282)","v":" "}," ",{"$f":"IF($D282=\" \",\" \",SUM(ES272:ES281))","v":" "},{"$f":"IF($D282=\" \",\" \",SUM(ET272:ET281))","v":" "},{"$f":"IF($D282=\" \",\" \",ER282*ET282)","v":" "}," ",{"$f":"IF($D282=\" \",\" \",SUM(EW272:EW281))","v":" "},{"$f":"IF($D282=\" \",\" \",SUM(EX272:EX281))","v":" "},{"$f":"IF($D282=\" \",\" \",EV282*EX282)","v":" "}," ",{"$f":"IF($D282=\" \",\" \",SUM(FA272:FA281))","v":" "},{"$f":"IF($D282=\" \",\" \",SUM(FB272:FB281))","v":" "},{"$f":"IF($D282=\" \",\" \",EZ282*FB282)","v":" "},{"$f":"IF($D282=\" \",\" \",1/FE282)","v":" "},{"$f":"IF($D282=\" \",\" \",SUM(FE272:FE281))","v":" "},{"$f":"IF($D282=\" \",\" \",SUM(FF272:FF281))","v":" "},{"$f":"IF($D282=\" \",\" \",FD282*FF282)","v":" "}," ",{"$f":"IF($D282=\" \",\" \",SUM(FI272:FI281))","v":" "},{"$f":"IF($D282=\" \",\" \",SUM(FJ272:FJ281))","v":" "},{"$f":"IF($D282=\" \",\" \",FH282*FJ282)","v":" "}," ",{"$f":"IF($D282=\" \",\" \",SUM(FM272:FM281))","v":" "},{"$f":"IF($D282=\" \",\" \",SUM(FN272:FN281))","v":" "},{"$f":"IF($D282=\" \",\" \",FL282*FN282)","v":" "}," ",{"$f":"IF($D282=\" \",\" \",SUM(FQ272:FQ281))","v":" "},{"$f":"IF($D282=\" \",\" \",SUM(FR272:FR281))","v":" "},{"$f":"IF($D282=\" \",\" \",FP282*FR282)","v":" "}," ",{"$f":"IF($D282=\" \",\" \",SUM(FU272:FU281))","v":" "},{"$f":"IF($D282=\" \",\" \",SUM(FV272:FV281))","v":" "},{"$f":"IF($D282=\" \",\" \",FT282*FV282)","v":" "}," ",{"$f":"IF($D282=\" \",\" \",SUM(FY272:FY281))","v":" "},{"$f":"IF($D282=\" \",\" \",SUM(FZ272:FZ281))","v":" "},{"$f":"IF($D282=\" \",\" \",FX282*FZ282)","v":" "}," ",{"$f":"IF($D282=\" \",\" \",SUM(GC272:GC281))","v":" "},{"$f":"IF($D282=\" \",\" \",SUM(GD272:GD281))","v":" "},{"$f":"IF($D282=\" \",\" \",GB282*GD282)","v":" "}," ",{"$f":"IF($D282=\" \",\" \",SUM(GG272:GG281))","v":" "},{"$f":"IF($D282=\" \",\" \",SUM(GH272:GH281))","v":" "},{"$f":"IF($D282=\" \",\" \",GF282*GH282)","v":" "}," ",{"$f":"IF($D282=\" \",\" \",SUM(GK272:GK281))","v":" "},{"$f":"IF($D282=\" \",\" \",SUM(GL272:GL281))","v":" "},{"$f":"IF($D282=\" \",\" \",GJ282*GL282)","v":" "}," ",{"$f":"IF($D282=\" \",\" \",SUM(GO272:GO281))","v":" "},{"$f":"IF($D282=\" \",\" \",SUM(GP272:GP281))","v":" "},{"$f":"IF($D282=\" \",\" \",GN282*GP282)","v":" "}," ",{"$f":"IF($D282=\" \",\" \",SUM(GS272:GS281))","v":" "},{"$f":"IF($D282=\" \",\" \",SUM(GT272:GT281))","v":" "},{"$f":"IF($D282=\" \",\" \",GR282*GT282)","v":" "}," ",{"$f":"IF($D282=\" \",\" \",SUM(GW272:GW281))","v":" "},{"$f":"IF($D282=\" \",\" \",SUM(GX272:GX281))","v":" "},{"$f":"IF($D282=\" \",\" \",GV282*GX282)","v":" "}," ",{"$f":"IF($D282=\" \",\" \",SUM(HA272:HA281))","v":" "},{"$f":"IF($D282=\" \",\" \",SUM(HB272:HB281))","v":" "},{"$f":"IF($D282=\" \",\" \",GZ282*HB282)","v":" "}," ",{"$f":"IF($D282=\" \",\" \",SUM(HE272:HE281))","v":" "},{"$f":"IF($D282=\" \",\" \",SUM(HF272:HF281))","v":" "},{"$f":"IF($D282=\" \",\" \",HD282*HF282)","v":" "}," ",{"$f":"IF($D282=\" \",\" \",SUM(HI272:HI281))","v":" "},{"$f":"IF($D282=\" \",\" \",SUM(HJ272:HJ281))","v":" "},{"$f":"IF($D282=\" \",\" \",HH282*HJ282)","v":" "}," ",{"$f":"IF($D282=\" \",\" \",SUM(HM272:HM281))","v":" "},{"$f":"IF($D282=\" \",\" \",SUM(HN272:HN281))","v":" "},{"$f":"IF($D282=\" \",\" \",HL282*HN282)","v":" "},null,{"$f":"IF($D282=\"Full\",'Failure Persistence Storage'!AB282,0)","v":0},{"$f":"IF($D282=\"Full\",'Failure Persistence Storage'!AE282,0)","v":0},{"$f":"IF($D282=\"Full\",'Failure Persistence Storage'!AF282,0)","v":0},{"$f":"IF($D282=\"Full\",'Failure Persistence Storage'!AI282,0)","v":0},{"$f":"IF($D282=\"Full\",'Failure Persistence Storage'!AJ282,0)","v":0},{"$f":"IF($D282=\"Full\",'Failure Persistence Storage'!AM282,0)","v":0},{"$f":"IF($D282=\"Full\",'Failure Persistence Storage'!AN282,0)","v":0},{"$f":"IF($D282=\"Full\",'Failure Persistence Storage'!AQ282,0)","v":0},{"$f":"IF($D282=\"Full\",'Failure Persistence Storage'!AR282,0)","v":0},{"$f":"IF($D282=\"Full\",'Failure Persistence Storage'!AU282,0)","v":0},{"$f":"IF($D282=\"Full\",'Failure Persistence Storage'!AV282,0)","v":0},{"$f":"IF($D282=\"Full\",'Failure Persistence Storage'!AY282,0)","v":0},{"$f":"IF($D282=\"Full\",'Failure Persistence Storage'!AZ282,0)","v":0},{"$f":"IF($D282=\"Full\",'Failure Persistence Storage'!BC282,0)","v":0},{"$f":"IF($D282=\"Full\",'Failure Persistence Storage'!BD282,0)","v":0},{"$f":"IF($D282=\"Full\",'Failure Persistence Storage'!BG282,0)","v":0},{"$f":"IF($D282=\"Full\",'Failure Persistence Storage'!BH282,0)","v":0},{"$f":"IF($D282=\"Full\",'Failure Persistence Storage'!BK282,0)","v":0},{"$f":"IF($D282=\"Full\",'Failure Persistence Storage'!BL282,0)","v":0},{"$f":"IF($D282=\"Full\",'Failure Persistence Storage'!BO282,0)","v":0},{"$f":"IF($D282=\"Full\",'Failure Persistence Storage'!BP282,0)","v":0},{"$f":"IF($D282=\"Full\",'Failure Persistence Storage'!BS282,0)","v":0},{"$f":"IF($D282=\"Full\",'Failure Persistence Storage'!BT282,0)","v":0},{"$f":"IF($D282=\"Full\",'Failure Persistence Storage'!BW282,0)","v":0},{"$f":"IF($D282=\"Full\",'Failure Persistence Storage'!BX282,0)","v":0},{"$f":"IF($D282=\"Full\",'Failure Persistence Storage'!CA282,0)","v":0},{"$f":"IF($D282=\"Full\",'Failure Persistence Storage'!CB282,0)","v":0},{"$f":"IF($D282=\"Full\",'Failure Persistence Storage'!CE282,0)","v":0},{"$f":"IF($D282=\"Full\",'Failure Persistence Storage'!CF282,0)","v":0},{"$f":"IF($D282=\"Full\",'Failure Persistence Storage'!CI282,0)","v":0},{"$f":"IF($D282=\"Full\",'Failure Persistence Storage'!CJ282,0)","v":0},{"$f":"IF($D282=\"Full\",'Failure Persistence Storage'!CM282,0)","v":0},{"$f":"IF($D282=\"Full\",'Failure Persistence Storage'!CN282,0)","v":0},{"$f":"IF($D282=\"Full\",'Failure Persistence Storage'!CQ282,0)","v":0},{"$f":"IF($D282=\"Full\",'Failure Persistence Storage'!CR282,0)","v":0},{"$f":"IF($D282=\"Full\",'Failure Persistence Storage'!CU282,0)","v":0},{"$f":"IF($D282=\"Full\",'Failure Persistence Storage'!CV282,0)","v":0},{"$f":"IF($D282=\"Full\",'Failure Persistence Storage'!CY282,0)","v":0},{"$f":"IF($D282=\"Full\",'Failure Persistence Storage'!CZ282,0)","v":0},{"$f":"IF($D282=\"Full\",'Failure Persistence Storage'!DC282,0)","v":0},{"$f":"IF($D282=\"Full\",'Failure Persistence Storage'!DD282,0)","v":0},{"$f":"IF($D282=\"Full\",'Failure Persistence Storage'!DG282,0)","v":0},{"$f":"IF($D282=\"Full\",'Failure Persistence Storage'!DH282,0)","v":0},{"$f":"IF($D282=\"Full\",'Failure Persistence Storage'!DK282,0)","v":0},{"$f":"IF($D282=\"Full\",'Failure Persistence Storage'!DL282,0)","v":0},{"$f":"IF($D282=\"Full\",'Failure Persistence Storage'!DO282,0)","v":0},{"$f":"IF($D282=\"Full\",'Failure Persistence Storage'!DP282,0)","v":0},{"$f":"IF($D282=\"Full\",'Failure Persistence Storage'!DS282,0)","v":0},{"$f":"IF($D282=\"Full\",'Failure Persistence Storage'!DT282,0)","v":0},{"$f":"IF($D282=\"Full\",'Failure Persistence Storage'!DW282,0)","v":0},{"$f":"IF($D282=\"Full\",'Failure Persistence Storage'!DX282,0)","v":0},{"$f":"IF($D282=\"Full\",'Failure Persistence Storage'!EA282,0)","v":0},{"$f":"IF($D282=\"Full\",'Failure Persistence Storage'!EB282,0)","v":0},{"$f":"IF($D282=\"Full\",'Failure Persistence Storage'!EE282,0)","v":0},{"$f":"IF($D282=\"Full\",'Failure Persistence Storage'!EF282,0)","v":0},{"$f":"IF($D282=\"Full\",'Failure Persistence Storage'!EI282,0)","v":0},{"$f":"IF($D282=\"Full\",'Failure Persistence Storage'!EJ282,0)","v":0},{"$f":"IF($D282=\"Full\",'Failure Persistence Storage'!EM282,0)","v":0},{"$f":"IF($D282=\"Full\",'Failure Persistence Storage'!EN282,0)","v":0},{"$f":"IF($D282=\"Full\",'Failure Persistence Storage'!EQ282,0)","v":0},{"$f":"IF($D282=\"Full\",'Failure Persistence Storage'!ER282,0)","v":0},{"$f":"IF($D282=\"Full\",'Failure Persistence Storage'!EU282,0)","v":0},{"$f":"IF($D282=\"Full\",'Failure Persistence Storage'!EV282,0)","v":0},{"$f":"IF($D282=\"Full\",'Failure Persistence Storage'!EY282,0)","v":0},{"$f":"IF($D282=\"Full\",'Failure Persistence Storage'!EZ282,0)","v":0},{"$f":"IF($D282=\"Full\",'Failure Persistence Storage'!FC282,0)","v":0},{"$f":"IF($D282=\"Full\",'Failure Persistence Storage'!FD282,0)","v":0},{"$f":"IF($D282=\"Full\",'Failure Persistence Storage'!FG282,0)","v":0},{"$f":"IF($D282=\"Full\",'Failure Persistence Storage'!FH282,0)","v":0},{"$f":"IF($D282=\"Full\",'Failure Persistence Storage'!FK282,0)","v":0},{"$f":"IF($D282=\"Full\",'Failure Persistence Storage'!FL282,0)","v":0},{"$f":"IF($D282=\"Full\",'Failure Persistence Storage'!FO282,0)","v":0},{"$f":"IF($D282=\"Full\",'Failure Persistence Storage'!FP282,0)","v":0},{"$f":"IF($D282=\"Full\",'Failure Persistence Storage'!FS282,0)","v":0},{"$f":"IF($D282=\"Full\",'Failure Persistence Storage'!FT282,0)","v":0},{"$f":"IF($D282=\"Full\",'Failure Persistence Storage'!FW282,0)","v":0},{"$f":"IF($D282=\"Full\",'Failure Persistence Storage'!FX282,0)","v":0},{"$f":"IF($D282=\"Full\",'Failure Persistence Storage'!GA282,0)","v":0},{"$f":"IF($D282=\"Full\",'Failure Persistence Storage'!GB282,0)","v":0},{"$f":"IF($D282=\"Full\",'Failure Persistence Storage'!GE282,0)","v":0},{"$f":"IF($D282=\"Full\",'Failure Persistence Storage'!GF282,0)","v":0},{"$f":"IF($D282=\"Full\",'Failure Persistence Storage'!GI282,0)","v":0},{"$f":"IF($D282=\"Full\",'Failure Persistence Storage'!GJ282,0)","v":0},{"$f":"IF($D282=\"Full\",'Failure Persistence Storage'!GM282,0)","v":0},{"$f":"IF($D282=\"Full\",'Failure Persistence Storage'!GN282,0)","v":0},{"$f":"IF($D282=\"Full\",'Failure Persistence Storage'!GQ282,0)","v":0},{"$f":"IF($D282=\"Full\",'Failure Persistence Storage'!GR282,0)","v":0},{"$f":"IF($D282=\"Full\",'Failure Persistence Storage'!GU282,0)","v":0},{"$f":"IF($D282=\"Full\",'Failure Persistence Storage'!GV282,0)","v":0},{"$f":"IF($D282=\"Full\",'Failure Persistence Storage'!GY282,0)","v":0},{"$f":"IF($D282=\"Full\",'Failure Persistence Storage'!GZ282,0)","v":0},{"$f":"IF($D282=\"Full\",'Failure Persistence Storage'!HC282,0)","v":0},{"$f":"IF($D282=\"Full\",'Failure Persistence Storage'!HD282,0)","v":0},{"$f":"IF($D282=\"Full\",'Failure Persistence Storage'!HG282,0)","v":0},{"$f":"IF($D282=\"Full\",'Failure Persistence Storage'!HH282,0)","v":0},{"$f":"IF($D282=\"Full\",'Failure Persistence Storage'!HK282,0)","v":0},{"$f":"IF($D282=\"Full\",'Failure Persistence Storage'!HL282,0)","v":0},{"$f":"IF($D282=\"Full\",'Failure Persistence Storage'!HO282,0)","v":0}]
[null,null,null,null,null,null,null,null,null,null,null,null,null,null,null,null,null,null,null,null,null,null,null,null,null,null,null," "," "," "," "," "," "," "," "," "," "," "," "," "," "," "," "," "," "," "," "," "," "," "," "," "," "," "," "," "," "," "," "," "," "," "," "," "," "," "," "," "," "," "," "," "," "," "," "," "," "," "," "," "," "," "," "," "," "," "," "," "," "," "," "," "," "," "," "," "," "," "," "," "," "," "," "," "," "," "," "," "," "," "," "," "," "," "," "," "," "," "," "," "," "," "," "," "," "," "," "," "," "," "," "," "," "," "," "," "," "," "," "," "," "," "," "," "," "," "," "," "," "," "," "," "," "," "," "," "," "," "," "," "," "," "," "," "," "," "," "," "," "," "," "," "," "," "," "," "," "," "," "," "," "," "," "," "," "," "," "," "," "," "," "," "," "," "," "," "," "," "," "," "," "," "," "," "," "," "," "," "," "," "," "," "," "," "," "," "," "," "," "," "," "," "," ",null,{"$f":"IF($D287=\"Full\",'Failure Persistence Storage'!AB287,0)","v":0},{"$f":"IF($D287=\"Full\",'Failure Persistence Storage'!AE287,0)","v":0},{"$f":"IF($D287=\"Full\",'Failure Persistence Storage'!AF287,0)","v":0},{"$f":"IF($D287=\"Full\",'Failure Persistence Storage'!AI287,0)","v":0},{"$f":"IF($D287=\"Full\",'Failure Persistence Storage'!AJ287,0)","v":0},{"$f":"IF($D287=\"Full\",'Failure Persistence Storage'!AM287,0)","v":0},{"$f":"IF($D287=\"Full\",'Failure Persistence Storage'!AN287,0)","v":0},{"$f":"IF($D287=\"Full\",'Failure Persistence Storage'!AQ287,0)","v":0},{"$f":"IF($D287=\"Full\",'Failure Persistence Storage'!AR287,0)","v":0},{"$f":"IF($D287=\"Full\",'Failure Persistence Storage'!AU287,0)","v":0},{"$f":"IF($D287=\"Full\",'Failure Persistence Storage'!AV287,0)","v":0},{"$f":"IF($D287=\"Full\",'Failure Persistence Storage'!AY287,0)","v":0},{"$f":"IF($D287=\"Full\",'Failure Persistence Storage'!AZ287,0)","v":0},{"$f":"IF($D287=\"Full\",'Failure Persistence Storage'!BC287,0)","v":0},{"$f":"IF($D287=\"Full\",'Failure Persistence Storage'!BD287,0)","v":0},{"$f":"IF($D287=\"Full\",'Failure Persistence Storage'!BG287,0)","v":0},{"$f":"IF($D287=\"Full\",'Failure Persistence Storage'!BH287,0)","v":0},{"$f":"IF($D287=\"Full\",'Failure Persistence Storage'!BK287,0)","v":0},{"$f":"IF($D287=\"Full\",'Failure Persistence Storage'!BL287,0)","v":0},{"$f":"IF($D287=\"Full\",'Failure Persistence Storage'!BO287,0)","v":0},{"$f":"IF($D287=\"Full\",'Failure Persistence Storage'!BP287,0)","v":0},{"$f":"IF($D287=\"Full\",'Failure Persistence Storage'!BS287,0)","v":0},{"$f":"IF($D287=\"Full\",'Failure Persistence Storage'!BT287,0)","v":0},{"$f":"IF($D287=\"Full\",'Failure Persistence Storage'!BW287,0)","v":0},{"$f":"IF($D287=\"Full\",'Failure Persistence Storage'!BX287,0)","v":0},{"$f":"IF($D287=\"Full\",'Failure Persistence Storage'!CA287,0)","v":0},{"$f":"IF($D287=\"Full\",'Failure Persistence Storage'!CB287,0)","v":0},{"$f":"IF($D287=\"Full\",'Failure Persistence Storage'!CE287,0)","v":0},{"$f":"IF($D287=\"Full\",'Failure Persistence Storage'!CF287,0)","v":0},{"$f":"IF($D287=\"Full\",'Failure Persistence Storage'!CI287,0)","v":0},{"$f":"IF($D287=\"Full\",'Failure Persistence Storage'!CJ287,0)","v":0},{"$f":"IF($D287=\"Full\",'Failure Persistence Storage'!CM287,0)","v":0},{"$f":"IF($D287=\"Full\",'Failure Persistence Storage'!CN287,0)","v":0},{"$f":"IF($D287=\"Full\",'Failure Persistence Storage'!CQ287,0)","v":0},{"$f":"IF($D287=\"Full\",'Failure Persistence Storage'!CR287,0)","v":0},{"$f":"IF($D287=\"Full\",'Failure Persistence Storage'!CU287,0)","v":0},{"$f":"IF($D287=\"Full\",'Failure Persistence Storage'!CV287,0)","v":0},{"$f":"IF($D287=\"Full\",'Failure Persistence Storage'!CY287,0)","v":0},{"$f":"IF($D287=\"Full\",'Failure Persistence Storage'!CZ287,0)","v":0},{"$f":"IF($D287=\"Full\",'Failure Persistence Storage'!DC287,0)","v":0},{"$f":"IF($D287=\"Full\",'Failure Persistence Storage'!DD287,0)","v":0},{"$f":"IF($D287=\"Full\",'Failure Persistence Storage'!DG287,0)","v":0},{"$f":"IF($D287=\"Full\",'Failure Persistence Storage'!DH287,0)","v":0},{"$f":"IF($D287=\"Full\",'Failure Persistence Storage'!DK287,0)","v":0},{"$f":"IF($D287=\"Full\",'Failure Persistence Storage'!DL287,0)","v":0},{"$f":"IF($D287=\"Full\",'Failure Persistence Storage'!DO287,0)","v":0},{"$f":"IF($D287=\"Full\",'Failure Persistence Storage'!DP287,0)","v":0},{"$f":"IF($D287=\"Full\",'Failure Persistence Storage'!DS287,0)","v":0},{"$f":"IF($D287=\"Full\",'Failure Persistence Storage'!DT287,0)","v":0},{"$f":"IF($D287=\"Full\",'Failure Persistence Storage'!DW287,0)","v":0},{"$f":"IF($D287=\"Full\",'Failure Persistence Storage'!DX287,0)","v":0},{"$f":"IF($D287=\"Full\",'Failure Persistence Storage'!EA287,0)","v":0},{"$f":"IF($D287=\"Full\",'Failure Persistence Storage'!EB287,0)","v":0},{"$f":"IF($D287=\"Full\",'Failure Persistence Storage'!EE287,0)","v":0},{"$f":"IF($D287=\"Full\",'Failure Persistence Storage'!EF287,0)","v":0},{"$f":"IF($D287=\"Full\",'Failure Persistence Storage'!EI287,0)","v":0},{"$f":"IF($D287=\"Full\",'Failure Persistence Storage'!EJ287,0)","v":0},{"$f":"IF($D287=\"Full\",'Failure Persistence Storage'!EM287,0)","v":0},{"$f":"IF($D287=\"Full\",'Failure Persistence Storage'!EN287,0)","v":0},{"$f":"IF($D287=\"Full\",'Failure Persistence Storage'!EQ287,0)","v":0},{"$f":"IF($D287=\"Full\",'Failure Persistence Storage'!ER287,0)","v":0},{"$f":"IF($D287=\"Full\",'Failure Persistence Storage'!EU287,0)","v":0},{"$f":"IF($D287=\"Full\",'Failure Persistence Storage'!EV287,0)","v":0},{"$f":"IF($D287=\"Full\",'Failure Persistence Storage'!EY287,0)","v":0},{"$f":"IF($D287=\"Full\",'Failure Persistence Storage'!EZ287,0)","v":0},{"$f":"IF($D287=\"Full\",'Failure Persistence Storage'!FC287,0)","v":0},{"$f":"IF($D287=\"Full\",'Failure Persistence Storage'!FD287,0)","v":0},{"$f":"IF($D287=\"Full\",'Failure Persistence Storage'!FG287,0)","v":0},{"$f":"IF($D287=\"Full\",'Failure Persistence Storage'!FH287,0)","v":0},{"$f":"IF($D287=\"Full\",'Failure Persistence Storage'!FK287,0)","v":0},{"$f":"IF($D287=\"Full\",'Failure Persistence Storage'!FL287,0)","v":0},{"$f":"IF($D287=\"Full\",'Failure Persistence Storage'!FO287,0)","v":0},{"$f":"IF($D287=\"Full\",'Failure Persistence Storage'!FP287,0)","v":0},{"$f":"IF($D287=\"Full\",'Failure Persistence Storage'!FS287,0)","v":0},{"$f":"IF($D287=\"Full\",'Failure Persistence Storage'!FT287,0)","v":0},{"$f":"IF($D287=\"Full\",'Failure Persistence Storage'!FW287,0)","v":0},{"$f":"IF($D287=\"Full\",'Failure Persistence Storage'!FX287,0)","v":0},{"$f":"IF($D287=\"Full\",'Failure Persistence Storage'!GA287,0)","v":0},{"$f":"IF($D287=\"Full\",'Failure Persistence Storage'!GB287,0)","v":0},{"$f":"IF($D287=\"Full\",'Failure Persistence Storage'!GE287,0)","v":0},{"$f":"IF($D287=\"Full\",'Failure Persistence Storage'!GF287,0)","v":0},{"$f":"IF($D287=\"Full\",'Failure Persistence Storage'!GI287,0)","v":0},{"$f":"IF($D287=\"Full\",'Failure Persistence Storage'!GJ287,0)","v":0},{"$f":"IF($D287=\"Full\",'Failure Persistence Storage'!GM287,0)","v":0},{"$f":"IF($D287=\"Full\",'Failure Persistence Storage'!GN287,0)","v":0},{"$f":"IF($D287=\"Full\",'Failure Persistence Storage'!GQ287,0)","v":0},{"$f":"IF($D287=\"Full\",'Failure Persistence Storage'!GR287,0)","v":0},{"$f":"IF($D287=\"Full\",'Failure Persistence Storage'!GU287,0)","v":0},{"$f":"IF($D287=\"Full\",'Failure Persistence Storage'!GV287,0)","v":0},{"$f":"IF($D287=\"Full\",'Failure Persistence Storage'!GY287,0)","v":0},{"$f":"IF($D287=\"Full\",'Failure Persistence Storage'!GZ287,0)","v":0},{"$f":"IF($D287=\"Full\",'Failure Persistence Storage'!HC287,0)","v":0},{"$f":"IF($D287=\"Full\",'Failure Persistence Storage'!HD287,0)","v":0},{"$f":"IF($D287=\"Full\",'Failure Persistence Storage'!HG287,0)","v":0},{"$f":"IF($D287=\"Full\",'Failure Persistence Storage'!HH287,0)","v":0},{"$f":"IF($D287=\"Full\",'Failure Persistence Storage'!HK287,0)","v":0},{"$f":"IF($D287=\"Full\",'Failure Persistence Storage'!HL287,0)","v":0},{"$f":"IF($D287=\"Full\",'Failure Persistence Storage'!HO287,0)","v":0}]
[null,null,null,null,null,null,null,null,null,null,null,null,null,null,null,null,null,null,null,null,null,null,null,null,null,null,null," "," "," "," "," "," "," "," "," "," "," "," "," "," "," "," "," "," "," "," "," "," "," "," "," "," "," "," "," "," "," "," "," "," "," "," "," "," "," "," "," "," "," "," "," "," "," "," "," "," "," "," "," "," "," "," "," "," "," "," "," "," "," "," "," "," "," "," "," "," "," "," "," "," "," "," "," "," "," "," "," "," "," "," "," "," "," "," "," "," "," "," "," "," "," "," "," "," "," "," "," "," "," "," "," "," "," "," "," "," "," "," "," "," "," "," "," "," "," "," "," "," "," "," "," "," "," "," "," "," "," "," "," "," "," "," "," "," "," "," "," "," "," "," "," "," "," "," "," "," "," "," "," "," "," "," "," "," "," "," "," "," "," "," "," "," "," "," "," "," "," "," "," "," "," "," "," "," "," "," "," "," "," "," "," "," "," "," "," "," "," "," "," "," "," "," ",null,{"$f":"IF($D289=\"Full\",'Failure Persistence Storage'!AB289,0)","v":0},{"$f":"IF($D289=\"Full\",'Failure Persistence Storage'!AE289,0)","v":0},{"$f":"IF($D289=\"Full\",'Failure Persistence Storage'!AF289,0)","v":0},{"$f":"IF($D289=\"Full\",'Failure Persistence Storage'!AI289,0)","v":0},{"$f":"IF($D289=\"Full\",'Failure Persistence Storage'!AJ289,0)","v":0},{"$f":"IF($D289=\"Full\",'Failure Persistence Storage'!AM289,0)","v":0},{"$f":"IF($D289=\"Full\",'Failure Persistence Storage'!AN289,0)","v":0},{"$f":"IF($D289=\"Full\",'Failure Persistence Storage'!AQ289,0)","v":0},{"$f":"IF($D289=\"Full\",'Failure Persistence Storage'!AR289,0)","v":0},{"$f":"IF($D289=\"Full\",'Failure Persistence Storage'!AU289,0)","v":0},{"$f":"IF($D289=\"Full\",'Failure Persistence Storage'!AV289,0)","v":0},{"$f":"IF($D289=\"Full\",'Failure Persistence Storage'!AY289,0)","v":0},{"$f":"IF($D289=\"Full\",'Failure Persistence Storage'!AZ289,0)","v":0},{"$f":"IF($D289=\"Full\",'Failure Persistence Storage'!BC289,0)","v":0},{"$f":"IF($D289=\"Full\",'Failure Persistence Storage'!BD289,0)","v":0},{"$f":"IF($D289=\"Full\",'Failure Persistence Storage'!BG289,0)","v":0},{"$f":"IF($D289=\"Full\",'Failure Persistence Storage'!BH289,0)","v":0},{"$f":"IF($D289=\"Full\",'Failure Persistence Storage'!BK289,0)","v":0},{"$f":"IF($D289=\"Full\",'Failure Persistence Storage'!BL289,0)","v":0},{"$f":"IF($D289=\"Full\",'Failure Persistence Storage'!BO289,0)","v":0},{"$f":"IF($D289=\"Full\",'Failure Persistence Storage'!BP289,0)","v":0},{"$f":"IF($D289=\"Full\",'Failure Persistence Storage'!BS289,0)","v":0},{"$f":"IF($D289=\"Full\",'Failure Persistence Storage'!BT289,0)","v":0},{"$f":"IF($D289=\"Full\",'Failure Persistence Storage'!BW289,0)","v":0},{"$f":"IF($D289=\"Full\",'Failure Persistence Storage'!BX289,0)","v":0},{"$f":"IF($D289=\"Full\",'Failure Persistence Storage'!CA289,0)","v":0},{"$f":"IF($D289=\"Full\",'Failure Persistence Storage'!CB289,0)","v":0},{"$f":"IF($D289=\"Full\",'Failure Persistence Storage'!CE289,0)","v":0},{"$f":"IF($D289=\"Full\",'Failure Persistence Storage'!CF289,0)","v":0},{"$f":"IF($D289=\"Full\",'Failure Persistence Storage'!CI289,0)","v":0},{"$f":"IF($D289=\"Full\",'Failure Persistence Storage'!CJ289,0)","v":0},{"$f":"IF($D289=\"Full\",'Failure Persistence Storage'!CM289,0)","v":0},{"$f":"IF($D289=\"Full\",'Failure Persistence Storage'!CN289,0)","v":0},{"$f":"IF($D289=\"Full\",'Failure Persistence Storage'!CQ289,0)","v":0},{"$f":"IF($D289=\"Full\",'Failure Persistence Storage'!CR289,0)","v":0},{"$f":"IF($D289=\"Full\",'Failure Persistence Storage'!CU289,0)","v":0},{"$f":"IF($D289=\"Full\",'Failure Persistence Storage'!CV289,0)","v":0},{"$f":"IF($D289=\"Full\",'Failure Persistence Storage'!CY289,0)","v":0},{"$f":"IF($D289=\"Full\",'Failure Persistence Storage'!CZ289,0)","v":0},{"$f":"IF($D289=\"Full\",'Failure Persistence Storage'!DC289,0)","v":0},{"$f":"IF($D289=\"Full\",'Failure Persistence Storage'!DD289,0)","v":0},{"$f":"IF($D289=\"Full\",'Failure Persistence Storage'!DG289,0)","v":0},{"$f":"IF($D289=\"Full\",'Failure Persistence Storage'!DH289,0)","v":0},{"$f":"IF($D289=\"Full\",'Failure Persistence Storage'!DK289,0)","v":0},{"$f":"IF($D289=\"Full\",'Failure Persistence Storage'!DL289,0)","v":0},{"$f":"IF($D289=\"Full\",'Failure Persistence Storage'!DO289,0)","v":0},{"$f":"IF($D289=\"Full\",'Failure Persistence Storage'!DP289,0)","v":0},{"$f":"IF($D289=\"Full\",'Failure Persistence Storage'!DS289,0)","v":0},{"$f":"IF($D289=\"Full\",'Failure Persistence Storage'!DT289,0)","v":0},{"$f":"IF($D289=\"Full\",'Failure Persistence Storage'!DW289,0)","v":0},{"$f":"IF($D289=\"Full\",'Failure Persistence Storage'!DX289,0)","v":0},{"$f":"IF($D289=\"Full\",'Failure Persistence Storage'!EA289,0)","v":0},{"$f":"IF($D289=\"Full\",'Failure Persistence Storage'!EB289,0)","v":0},{"$f":"IF($D289=\"Full\",'Failure Persistence Storage'!EE289,0)","v":0},{"$f":"IF($D289=\"Full\",'Failure Persistence Storage'!EF289,0)","v":0},{"$f":"IF($D289=\"Full\",'Failure Persistence Storage'!EI289,0)","v":0},{"$f":"IF($D289=\"Full\",'Failure Persistence Storage'!EJ289,0)","v":0},{"$f":"IF($D289=\"Full\",'Failure Persistence Storage'!EM289,0)","v":0},{"$f":"IF($D289=\"Full\",'Failure Persistence Storage'!EN289,0)","v":0},{"$f":"IF($D289=\"Full\",'Failure Persistence Storage'!EQ289,0)","v":0},{"$f":"IF($D289=\"Full\",'Failure Persistence Storage'!ER289,0)","v":0},{"$f":"IF($D289=\"Full\",'Failure Persistence Storage'!EU289,0)","v":0},{"$f":"IF($D289=\"Full\",'Failure Persistence Storage'!EV289,0)","v":0},{"$f":"IF($D289=\"Full\",'Failure Persistence Storage'!EY289,0)","v":0},{"$f":"IF($D289=\"Full\",'Failure Persistence Storage'!EZ289,0)","v":0},{"$f":"IF($D289=\"Full\",'Failure Persistence Storage'!FC289,0)","v":0},{"$f":"IF($D289=\"Full\",'Failure Persistence Storage'!FD289,0)","v":0},{"$f":"IF($D289=\"Full\",'Failure Persistence Storage'!FG289,0)","v":0},{"$f":"IF($D289=\"Full\",'Failure Persistence Storage'!FH289,0)","v":0},{"$f":"IF($D289=\"Full\",'Failure Persistence Storage'!FK289,0)","v":0},{"$f":"IF($D289=\"Full\",'Failure Persistence Storage'!FL289,0)","v":0},{"$f":"IF($D289=\"Full\",'Failure Persistence Storage'!FO289,0)","v":0},{"$f":"IF($D289=\"Full\",'Failure Persistence Storage'!FP289,0)","v":0},{"$f":"IF($D289=\"Full\",'Failure Persistence Storage'!FS289,0)","v":0},{"$f":"IF($D289=\"Full\",'Failure Persistence Storage'!FT289,0)","v":0},{"$f":"IF($D289=\"Full\",'Failure Persistence Storage'!FW289,0)","v":0},{"$f":"IF($D289=\"Full\",'Failure Persistence Storage'!FX289,0)","v":0},{"$f":"IF($D289=\"Full\",'Failure Persistence Storage'!GA289,0)","v":0},{"$f":"IF($D289=\"Full\",'Failure Persistence Storage'!GB289,0)","v":0},{"$f":"IF($D289=\"Full\",'Failure Persistence Storage'!GE289,0)","v":0},{"$f":"IF($D289=\"Full\",'Failure Persistence Storage'!GF289,0)","v":0},{"$f":"IF($D289=\"Full\",'Failure Persistence Storage'!GI289,0)","v":0},{"$f":"IF($D289=\"Full\",'Failure Persistence Storage'!GJ289,0)","v":0},{"$f":"IF($D289=\"Full\",'Failure Persistence Storage'!GM289,0)","v":0},{"$f":"IF($D289=\"Full\",'Failure Persistence Storage'!GN289,0)","v":0},{"$f":"IF($D289=\"Full\",'Failure Persistence Storage'!GQ289,0)","v":0},{"$f":"IF($D289=\"Full\",'Failure Persistence Storage'!GR289,0)","v":0},{"$f":"IF($D289=\"Full\",'Failure Persistence Storage'!GU289,0)","v":0},{"$f":"IF($D289=\"Full\",'Failure Persistence Storage'!GV289,0)","v":0},{"$f":"IF($D289=\"Full\",'Failure Persistence Storage'!GY289,0)","v":0},{"$f":"IF($D289=\"Full\",'Failure Persistence Storage'!GZ289,0)","v":0},{"$f":"IF($D289=\"Full\",'Failure Persistence Storage'!HC289,0)","v":0},{"$f":"IF($D289=\"Full\",'Failure Persistence Storage'!HD289,0)","v":0},{"$f":"IF($D289=\"Full\",'Failure Persistence Storage'!HG289,0)","v":0},{"$f":"IF($D289=\"Full\",'Failure Persistence Storage'!HH289,0)","v":0},{"$f":"IF($D289=\"Full\",'Failure Persistence Storage'!HK289,0)","v":0},{"$f":"IF($D289=\"Full\",'Failure Persistence Storage'!HL289,0)","v":0},{"$f":"IF($D289=\"Full\",'Failure Persistence Storage'!HO289,0)","v":0}]
[null,null,null,null,null,null,null,null,null,null,null,null,null,null,null,null,null,null,null,null,null,null,null,null,null,null,null," "," "," "," "," "," "," "," "," "," "," "," "," "," "," "," "," "," "," "," "," "," "," "," "," "," "," "," "," "," "," "," "," "," "," "," "," "," "," "," "," "," "," "," "," "," "," "," "," "," "," "," "," "," "," "," "," "," "," "," "," "," "," "," "," "," "," "," "," "," "," "," "," "," "," "," "," "," "," "," "," "," "," "," "," "," "," "," "," "," "," "," "," "," "," "," "," "," "," "," "," "," "," "," "," "," "," "," "," "," "," "," "," "," "," "," "," "," "," "," "," "," "," "," "," "," "," "," "," "," "," "," "," "," "," "," "," "," "," "," "," "," "," "," "," "," "," "," "," "," "," "," "," "," "," "," "," "," "," "," "," "," "," "," "," "," "," "," "," "," "," "," "," "," "," "," "," "," "," "," "," "," "," "," "," "," "," "," "," "," "," "," "," "," "," "," ",null,{"$f":"IF($D292=\"Full\",'Failure Persistence Storage'!AB292,0)","v":0},{"$f":"IF($D292=\"Full\",'Failure Persistence Storage'!AE292,0)","v":0},{"$f":"IF($D292=\"Full\",'Failure Persistence Storage'!AF292,0)","v":0},{"$f":"IF($D292=\"Full\",'Failure Persistence Storage'!AI292,0)","v":0},{"$f":"IF($D292=\"Full\",'Failure Persistence Storage'!AJ292,0)","v":0},{"$f":"IF($D292=\"Full\",'Failure Persistence Storage'!AM292,0)","v":0},{"$f":"IF($D292=\"Full\",'Failure Persistence Storage'!AN292,0)","v":0},{"$f":"IF($D292=\"Full\",'Failure Persistence Storage'!AQ292,0)","v":0},{"$f":"IF($D292=\"Full\",'Failure Persistence Storage'!AR292,0)","v":0},{"$f":"IF($D292=\"Full\",'Failure Persistence Storage'!AU292,0)","v":0},{"$f":"IF($D292=\"Full\",'Failure Persistence Storage'!AV292,0)","v":0},{"$f":"IF($D292=\"Full\",'Failure Persistence Storage'!AY292,0)","v":0},{"$f":"IF($D292=\"Full\",'Failure Persistence Storage'!AZ292,0)","v":0},{"$f":"IF($D292=\"Full\",'Failure Persistence Storage'!BC292,0)","v":0},{"$f":"IF($D292=\"Full\",'Failure Persistence Storage'!BD292,0)","v":0},{"$f":"IF($D292=\"Full\",'Failure Persistence Storage'!BG292,0)","v":0},{"$f":"IF($D292=\"Full\",'Failure Persistence Storage'!BH292,0)","v":0},{"$f":"IF($D292=\"Full\",'Failure Persistence Storage'!BK292,0)","v":0},{"$f":"IF($D292=\"Full\",'Failure Persistence Storage'!BL292,0)","v":0},{"$f":"IF($D292=\"Full\",'Failure Persistence Storage'!BO292,0)","v":0},{"$f":"IF($D292=\"Full\",'Failure Persistence Storage'!BP292,0)","v":0},{"$f":"IF($D292=\"Full\",'Failure Persistence Storage'!BS292,0)","v":0},{"$f":"IF($D292=\"Full\",'Failure Persistence Storage'!BT292,0)","v":0},{"$f":"IF($D292=\"Full\",'Failure Persistence Storage'!BW292,0)","v":0},{"$f":"IF($D292=\"Full\",'Failure Persistence Storage'!BX292,0)","v":0},{"$f":"IF($D292=\"Full\",'Failure Persistence Storage'!CA292,0)","v":0},{"$f":"IF($D292=\"Full\",'Failure Persistence Storage'!CB292,0)","v":0},{"$f":"IF($D292=\"Full\",'Failure Persistence Storage'!CE292,0)","v":0},{"$f":"IF($D292=\"Full\",'Failure Persistence Storage'!CF292,0)","v":0},{"$f":"IF($D292=\"Full\",'Failure Persistence Storage'!CI292,0)","v":0},{"$f":"IF($D292=\"Full\",'Failure Persistence Storage'!CJ292,0)","v":0},{"$f":"IF($D292=\"Full\",'Failure Persistence Storage'!CM292,0)","v":0},{"$f":"IF($D292=\"Full\",'Failure Persistence Storage'!CN292,0)","v":0},{"$f":"IF($D292=\"Full\",'Failure Persistence Storage'!CQ292,0)","v":0},{"$f":"IF($D292=\"Full\",'Failure Persistence Storage'!CR292,0)","v":0},{"$f":"IF($D292=\"Full\",'Failure Persistence Storage'!CU292,0)","v":0},{"$f":"IF($D292=\"Full\",'Failure Persistence Storage'!CV292,0)","v":0},{"$f":"IF($D292=\"Full\",'Failure Persistence Storage'!CY292,0)","v":0},{"$f":"IF($D292=\"Full\",'Failure Persistence Storage'!CZ292,0)","v":0},{"$f":"IF($D292=\"Full\",'Failure Persistence Storage'!DC292,0)","v":0},{"$f":"IF($D292=\"Full\",'Failure Persistence Storage'!DD292,0)","v":0},{"$f":"IF($D292=\"Full\",'Failure Persistence Storage'!DG292,0)","v":0},{"$f":"IF($D292=\"Full\",'Failure Persistence Storage'!DH292,0)","v":0},{"$f":"IF($D292=\"Full\",'Failure Persistence Storage'!DK292,0)","v":0},{"$f":"IF($D292=\"Full\",'Failure Persistence Storage'!DL292,0)","v":0},{"$f":"IF($D292=\"Full\",'Failure Persistence Storage'!DO292,0)","v":0},{"$f":"IF($D292=\"Full\",'Failure Persistence Storage'!DP292,0)","v":0},{"$f":"IF($D292=\"Full\",'Failure Persistence Storage'!DS292,0)","v":0},{"$f":"IF($D292=\"Full\",'Failure Persistence Storage'!DT292,0)","v":0},{"$f":"IF($D292=\"Full\",'Failure Persistence Storage'!DW292,0)","v":0},{"$f":"IF($D292=\"Full\",'Failure Persistence Storage'!DX292,0)","v":0},{"$f":"IF($D292=\"Full\",'Failure Persistence Storage'!EA292,0)","v":0},{"$f":"IF($D292=\"Full\",'Failure Persistence Storage'!EB292,0)","v":0},{"$f":"IF($D292=\"Full\",'Failure Persistence Storage'!EE292,0)","v":0},{"$f":"IF($D292=\"Full\",'Failure Persistence Storage'!EF292,0)","v":0},{"$f":"IF($D292=\"Full\",'Failure Persistence Storage'!EI292,0)","v":0},{"$f":"IF($D292=\"Full\",'Failure Persistence Storage'!EJ292,0)","v":0},{"$f":"IF($D292=\"Full\",'Failure Persistence Storage'!EM292,0)","v":0},{"$f":"IF($D292=\"Full\",'Failure Persistence Storage'!EN292,0)","v":0},{"$f":"IF($D292=\"Full\",'Failure Persistence Storage'!EQ292,0)","v":0},{"$f":"IF($D292=\"Full\",'Failure Persistence Storage'!ER292,0)","v":0},{"$f":"IF($D292=\"Full\",'Failure Persistence Storage'!EU292,0)","v":0},{"$f":"IF($D292=\"Full\",'Failure Persistence Storage'!EV292,0)","v":0},{"$f":"IF($D292=\"Full\",'Failure Persistence Storage'!EY292,0)","v":0},{"$f":"IF($D292=\"Full\",'Failure Persistence Storage'!EZ292,0)","v":0},{"$f":"IF($D292=\"Full\",'Failure Persistence Storage'!FC292,0)","v":0},{"$f":"IF($D292=\"Full\",'Failure Persistence Storage'!FD292,0)","v":0},{"$f":"IF($D292=\"Full\",'Failure Persistence Storage'!FG292,0)","v":0},{"$f":"IF($D292=\"Full\",'Failure Persistence Storage'!FH292,0)","v":0},{"$f":"IF($D292=\"Full\",'Failure Persistence Storage'!FK292,0)","v":0},{"$f":"IF($D292=\"Full\",'Failure Persistence Storage'!FL292,0)","v":0},{"$f":"IF($D292=\"Full\",'Failure Persistence Storage'!FO292,0)","v":0},{"$f":"IF($D292=\"Full\",'Failure Persistence Storage'!FP292,0)","v":0},{"$f":"IF($D292=\"Full\",'Failure Persistence Storage'!FS292,0)","v":0},{"$f":"IF($D292=\"Full\",'Failure Persistence Storage'!FT292,0)","v":0},{"$f":"IF($D292=\"Full\",'Failure Persistence Storage'!FW292,0)","v":0},{"$f":"IF($D292=\"Full\",'Failure Persistence Storage'!FX292,0)","v":0},{"$f":"IF($D292=\"Full\",'Failure Persistence Storage'!GA292,0)","v":0},{"$f":"IF($D292=\"Full\",'Failure Persistence Storage'!GB292,0)","v":0},{"$f":"IF($D292=\"Full\",'Failure Persistence Storage'!GE292,0)","v":0},{"$f":"IF($D292=\"Full\",'Failure Persistence Storage'!GF292,0)","v":0},{"$f":"IF($D292=\"Full\",'Failure Persistence Storage'!GI292,0)","v":0},{"$f":"IF($D292=\"Full\",'Failure Persistence Storage'!GJ292,0)","v":0},{"$f":"IF($D292=\"Full\",'Failure Persistence Storage'!GM292,0)","v":0},{"$f":"IF($D292=\"Full\",'Failure Persistence Storage'!GN292,0)","v":0},{"$f":"IF($D292=\"Full\",'Failure Persistence Storage'!GQ292,0)","v":0},{"$f":"IF($D292=\"Full\",'Failure Persistence Storage'!GR292,0)","v":0},{"$f":"IF($D292=\"Full\",'Failure Persistence Storage'!GU292,0)","v":0},{"$f":"IF($D292=\"Full\",'Failure Persistence Storage'!GV292,0)","v":0},{"$f":"IF($D292=\"Full\",'Failure Persistence Storage'!GY292,0)","v":0},{"$f":"IF($D292=\"Full\",'Failure Persistence Storage'!GZ292,0)","v":0},{"$f":"IF($D292=\"Full\",'Failure Persistence Storage'!HC292,0)","v":0},{"$f":"IF($D292=\"Full\",'Failure Persistence Storage'!HD292,0)","v":0},{"$f":"IF($D292=\"Full\",'Failure Persistence Storage'!HG292,0)","v":0},{"$f":"IF($D292=\"Full\",'Failure Persistence Storage'!HH292,0)","v":0},{"$f":"IF($D292=\"Full\",'Failure Persistence Storage'!HK292,0)","v":0},{"$f":"IF($D292=\"Full\",'Failure Persistence Storage'!HL292,0)","v":0},{"$f":"IF($D292=\"Full\",'Failure Persistence Storage'!HO292,0)","v":0}]
[null,null,null,null,null,null,null,null,null,null,null,null,null,null,null,null,null,null,null,null,null,null,null,null,null,null,null," "," "," "," "," "," "," "," "," "," "," "," "," "," "," "," "," "," "," "," "," "," "," "," "," "," "," "," "," "," "," "," "," "," "," "," "," "," "," "," "," "," "," "," "," "," "," "," "," "," "," "," "," "," "," "," "," "," "," "," "," "," "," "," "," "," "," "," "," "," "," "," "," "," "," "," "," "," "," "," "," "," "," "," "," "," "," "," "," "," "," "," "," "," "," "," "," "," "," "," "," "," "," "," "," "," "," "," "," "," "," "," "," "," "," "," "," "," "," "," "," "," "," "," "," "," "," "," "," "," "," "," "," "," "," "," "," "," "," "," "," "," "," "," "," "," "," "," "," "," "," "," "," "," "," "," "," "," "," "," "," "," "," "," "," "," "," "," "," "," "," "," "," "," "," "," "," "," "," "," "," "," "," "," "," "," "," "," "," "," "," "," "," "," "," "," ",null,{"$f":"IF($D297=\"Full\",'Failure Persistence Storage'!AB297,0)","v":0},{"$f":"IF($D297=\"Full\",'Failure Persistence Storage'!AE297,0)","v":0},{"$f":"IF($D297=\"Full\",'Failure Persistence Storage'!AF297,0)","v":0},{"$f":"IF($D297=\"Full\",'Failure Persistence Storage'!AI297,0)","v":0},{"$f":"IF($D297=\"Full\",'Failure Persistence Storage'!AJ297,0)","v":0},{"$f":"IF($D297=\"Full\",'Failure Persistence Storage'!AM297,0)","v":0},{"$f":"IF($D297=\"Full\",'Failure Persistence Storage'!AN297,0)","v":0},{"$f":"IF($D297=\"Full\",'Failure Persistence Storage'!AQ297,0)","v":0},{"$f":"IF($D297=\"Full\",'Failure Persistence Storage'!AR297,0)","v":0},{"$f":"IF($D297=\"Full\",'Failure Persistence Storage'!AU297,0)","v":0},{"$f":"IF($D297=\"Full\",'Failure Persistence Storage'!AV297,0)","v":0},{"$f":"IF($D297=\"Full\",'Failure Persistence Storage'!AY297,0)","v":0},{"$f":"IF($D297=\"Full\",'Failure Persistence Storage'!AZ297,0)","v":0},{"$f":"IF($D297=\"Full\",'Failure Persistence Storage'!BC297,0)","v":0},{"$f":"IF($D297=\"Full\",'Failure Persistence Storage'!BD297,0)","v":0},{"$f":"IF($D297=\"Full\",'Failure Persistence Storage'!BG297,0)","v":0},{"$f":"IF($D297=\"Full\",'Failure Persistence Storage'!BH297,0)","v":0},{"$f":"IF($D297=\"Full\",'Failure Persistence Storage'!BK297,0)","v":0},{"$f":"IF($D297=\"Full\",'Failure Persistence Storage'!BL297,0)","v":0},{"$f":"IF($D297=\"Full\",'Failure Persistence Storage'!BO297,0)","v":0},{"$f":"IF($D297=\"Full\",'Failure Persistence Storage'!BP297,0)","v":0},{"$f":"IF($D297=\"Full\",'Failure Persistence Storage'!BS297,0)","v":0},{"$f":"IF($D297=\"Full\",'Failure Persistence Storage'!BT297,0)","v":0},{"$f":"IF($D297=\"Full\",'Failure Persistence Storage'!BW297,0)","v":0},{"$f":"IF($D297=\"Full\",'Failure Persistence Storage'!BX297,0)","v":0},{"$f":"IF($D297=\"Full\",'Failure Persistence Storage'!CA297,0)","v":0},{"$f":"IF($D297=\"Full\",'Failure Persistence Storage'!CB297,0)","v":0},{"$f":"IF($D297=\"Full\",'Failure Persistence Storage'!CE297,0)","v":0},{"$f":"IF($D297=\"Full\",'Failure Persistence Storage'!CF297,0)","v":0},{"$f":"IF($D297=\"Full\",'Failure Persistence Storage'!CI297,0)","v":0},{"$f":"IF($D297=\"Full\",'Failure Persistence Storage'!CJ297,0)","v":0},{"$f":"IF($D297=\"Full\",'Failure Persistence Storage'!CM297,0)","v":0},{"$f":"IF($D297=\"Full\",'Failure Persistence Storage'!CN297,0)","v":0},{"$f":"IF($D297=\"Full\",'Failure Persistence Storage'!CQ297,0)","v":0},{"$f":"IF($D297=\"Full\",'Failure Persistence Storage'!CR297,0)","v":0},{"$f":"IF($D297=\"Full\",'Failure Persistence Storage'!CU297,0)","v":0},{"$f":"IF($D297=\"Full\",'Failure Persistence Storage'!CV297,0)","v":0},{"$f":"IF($D297=\"Full\",'Failure Persistence Storage'!CY297,0)","v":0},{"$f":"IF($D297=\"Full\",'Failure Persistence Storage'!CZ297,0)","v":0},{"$f":"IF($D297=\"Full\",'Failure Persistence Storage'!DC297,0)","v":0},{"$f":"IF($D297=\"Full\",'Failure Persistence Storage'!DD297,0)","v":0},{"$f":"IF($D297=\"Full\",'Failure Persistence Storage'!DG297,0)","v":0},{"$f":"IF($D297=\"Full\",'Failure Persistence Storage'!DH297,0)","v":0},{"$f":"IF($D297=\"Full\",'Failure Persistence Storage'!DK297,0)","v":0},{"$f":"IF($D297=\"Full\",'Failure Persistence Storage'!DL297,0)","v":0},{"$f":"IF($D297=\"Full\",'Failure Persistence Storage'!DO297,0)","v":0},{"$f":"IF($D297=\"Full\",'Failure Persistence Storage'!DP297,0)","v":0},{"$f":"IF($D297=\"Full\",'Failure Persistence Storage'!DS297,0)","v":0},{"$f":"IF($D297=\"Full\",'Failure Persistence Storage'!DT297,0)","v":0},{"$f":"IF($D297=\"Full\",'Failure Persistence Storage'!DW297,0)","v":0},{"$f":"IF($D297=\"Full\",'Failure Persistence Storage'!DX297,0)","v":0},{"$f":"IF($D297=\"Full\",'Failure Persistence Storage'!EA297,0)","v":0},{"$f":"IF($D297=\"Full\",'Failure Persistence Storage'!EB297,0)","v":0},{"$f":"IF($D297=\"Full\",'Failure Persistence Storage'!EE297,0)","v":0},{"$f":"IF($D297=\"Full\",'Failure Persistence Storage'!EF297,0)","v":0},{"$f":"IF($D297=\"Full\",'Failure Persistence Storage'!EI297,0)","v":0},{"$f":"IF($D297=\"Full\",'Failure Persistence Storage'!EJ297,0)","v":0},{"$f":"IF($D297=\"Full\",'Failure Persistence Storage'!EM297,0)","v":0},{"$f":"IF($D297=\"Full\",'Failure Persistence Storage'!EN297,0)","v":0},{"$f":"IF($D297=\"Full\",'Failure Persistence Storage'!EQ297,0)","v":0},{"$f":"IF($D297=\"Full\",'Failure Persistence Storage'!ER297,0)","v":0},{"$f":"IF($D297=\"Full\",'Failure Persistence Storage'!EU297,0)","v":0},{"$f":"IF($D297=\"Full\",'Failure Persistence Storage'!EV297,0)","v":0},{"$f":"IF($D297=\"Full\",'Failure Persistence Storage'!EY297,0)","v":0},{"$f":"IF($D297=\"Full\",'Failure Persistence Storage'!EZ297,0)","v":0},{"$f":"IF($D297=\"Full\",'Failure Persistence Storage'!FC297,0)","v":0},{"$f":"IF($D297=\"Full\",'Failure Persistence Storage'!FD297,0)","v":0},{"$f":"IF($D297=\"Full\",'Failure Persistence Storage'!FG297,0)","v":0},{"$f":"IF($D297=\"Full\",'Failure Persistence Storage'!FH297,0)","v":0},{"$f":"IF($D297=\"Full\",'Failure Persistence Storage'!FK297,0)","v":0},{"$f":"IF($D297=\"Full\",'Failure Persistence Storage'!FL297,0)","v":0},{"$f":"IF($D297=\"Full\",'Failure Persistence Storage'!FO297,0)","v":0},{"$f":"IF($D297=\"Full\",'Failure Persistence Storage'!FP297,0)","v":0},{"$f":"IF($D297=\"Full\",'Failure Persistence Storage'!FS297,0)","v":0},{"$f":"IF($D297=\"Full\",'Failure Persistence Storage'!FT297,0)","v":0},{"$f":"IF($D297=\"Full\",'Failure Persistence Storage'!FW297,0)","v":0},{"$f":"IF($D297=\"Full\",'Failure Persistence Storage'!FX297,0)","v":0},{"$f":"IF($D297=\"Full\",'Failure Persistence Storage'!GA297,0)","v":0},{"$f":"IF($D297=\"Full\",'Failure Persistence Storage'!GB297,0)","v":0},{"$f":"IF($D297=\"Full\",'Failure Persistence Storage'!GE297,0)","v":0},{"$f":"IF($D297=\"Full\",'Failure Persistence Storage'!GF297,0)","v":0},{"$f":"IF($D297=\"Full\",'Failure Persistence Storage'!GI297,0)","v":0},{"$f":"IF($D297=\"Full\",'Failure Persistence Storage'!GJ297,0)","v":0},{"$f":"IF($D297=\"Full\",'Failure Persistence Storage'!GM297,0)","v":0},{"$f":"IF($D297=\"Full\",'Failure Persistence Storage'!GN297,0)","v":0},{"$f":"IF($D297=\"Full\",'Failure Persistence Storage'!GQ297,0)","v":0},{"$f":"IF($D297=\"Full\",'Failure Persistence Storage'!GR297,0)","v":0},{"$f":"IF($D297=\"Full\",'Failure Persistence Storage'!GU297,0)","v":0},{"$f":"IF($D297=\"Full\",'Failure Persistence Storage'!GV297,0)","v":0},{"$f":"IF($D297=\"Full\",'Failure Persistence Storage'!GY297,0)","v":0},{"$f":"IF($D297=\"Full\",'Failure Persistence Storage'!GZ297,0)","v":0},{"$f":"IF($D297=\"Full\",'Failure Persistence Storage'!HC297,0)","v":0},{"$f":"IF($D297=\"Full\",'Failure Persistence Storage'!HD297,0)","v":0},{"$f":"IF($D297=\"Full\",'Failure Persistence Storage'!HG297,0)","v":0},{"$f":"IF($D297=\"Full\",'Failure Persistence Storage'!HH297,0)","v":0},{"$f":"IF($D297=\"Full\",'Failure Persistence Storage'!HK297,0)","v":0},{"$f":"IF($D297=\"Full\",'Failure Persistence Storage'!HL297,0)","v":0},{"$f":"IF($D297=\"Full\",'Failure Persistence Storage'!HO297,0)","v":0}]
[null,null,null,null,null,null,null,null,null,null,null,null,null,null,null,null,null,null,null,null,null,null,null,null,null,null,null," "," "," "," "," "," "," "," "," "," "," "," "," "," "," "," "," "," "," "," "," "," "," "," "," "," "," "," "," "," "," "," "," "," "," "," "," "," "," "," "," "," "," "," "," "," "," "," "," "," "," "," "," "," "," "," "," "," "," "," "," "," "," "," "," "," "," "," "," "," "," "," "," "," "," "," "," "," "," "," "," "," "," "," "," "," "," "," "," "," "," "," "," "," "," "," "," "," "," "," "," "," "," "," "," "," "," "," "," "," "," "," "," "," "," "," "," "," "," "," "," "," "," "," "," "," "," "," "," "," "," "," "," "," "," "," "," "," "," "," "," "," "," "," "," "," "," "," "," "," "," "," "," "," "," "," "," "," "," "," "," "," "," "," "," "," "," "," "," "," "," "," "," "," "," "," "," "," "," "," "," "," "," "," "," "," "," "," "," "," "," "," "," "," "," "," ",null,{"$f":"IF($D301=\"Full\",'Failure Persistence Storage'!AB301,0)","v":0},{"$f":"IF($D301=\"Full\",'Failure Persistence Storage'!AE301,0)","v":0},{"$f":"IF($D301=\"Full\",'Failure Persistence Storage'!AF301,0)","v":0},{"$f":"IF($D301=\"Full\",'Failure Persistence Storage'!AI301,0)","v":0},{"$f":"IF($D301=\"Full\",'Failure Persistence Storage'!AJ301,0)","v":0},{"$f":"IF($D301=\"Full\",'Failure Persistence Storage'!AM301,0)","v":0},{"$f":"IF($D301=\"Full\",'Failure Persistence Storage'!AN301,0)","v":0},{"$f":"IF($D301=\"Full\",'Failure Persistence Storage'!AQ301,0)","v":0},{"$f":"IF($D301=\"Full\",'Failure Persistence Storage'!AR301,0)","v":0},{"$f":"IF($D301=\"Full\",'Failure Persistence Storage'!AU301,0)","v":0},{"$f":"IF($D301=\"Full\",'Failure Persistence Storage'!AV301,0)","v":0},{"$f":"IF($D301=\"Full\",'Failure Persistence Storage'!AY301,0)","v":0},{"$f":"IF($D301=\"Full\",'Failure Persistence Storage'!AZ301,0)","v":0},{"$f":"IF($D301=\"Full\",'Failure Persistence Storage'!BC301,0)","v":0},{"$f":"IF($D301=\"Full\",'Failure Persistence Storage'!BD301,0)","v":0},{"$f":"IF($D301=\"Full\",'Failure Persistence Storage'!BG301,0)","v":0},{"$f":"IF($D301=\"Full\",'Failure Persistence Storage'!BH301,0)","v":0},{"$f":"IF($D301=\"Full\",'Failure Persistence Storage'!BK301,0)","v":0},{"$f":"IF($D301=\"Full\",'Failure Persistence Storage'!BL301,0)","v":0},{"$f":"IF($D301=\"Full\",'Failure Persistence Storage'!BO301,0)","v":0},{"$f":"IF($D301=\"Full\",'Failure Persistence Storage'!BP301,0)","v":0},{"$f":"IF($D301=\"Full\",'Failure Persistence Storage'!BS301,0)","v":0},{"$f":"IF($D301=\"Full\",'Failure Persistence Storage'!BT301,0)","v":0},{"$f":"IF($D301=\"Full\",'Failure Persistence Storage'!BW301,0)","v":0},{"$f":"IF($D301=\"Full\",'Failure Persistence Storage'!BX301,0)","v":0},{"$f":"IF($D301=\"Full\",'Failure Persistence Storage'!CA301,0)","v":0},{"$f":"IF($D301=\"Full\",'Failure Persistence Storage'!CB301,0)","v":0},{"$f":"IF($D301=\"Full\",'Failure Persistence Storage'!CE301,0)","v":0},{"$f":"IF($D301=\"Full\",'Failure Persistence Storage'!CF301,0)","v":0},{"$f":"IF($D301=\"Full\",'Failure Persistence Storage'!CI301,0)","v":0},{"$f":"IF($D301=\"Full\",'Failure Persistence Storage'!CJ301,0)","v":0},{"$f":"IF($D301=\"Full\",'Failure Persistence Storage'!CM301,0)","v":0},{"$f":"IF($D301=\"Full\",'Failure Persistence Storage'!CN301,0)","v":0},{"$f":"IF($D301=\"Full\",'Failure Persistence Storage'!CQ301,0)","v":0},{"$f":"IF($D301=\"Full\",'Failure Persistence Storage'!CR301,0)","v":0},{"$f":"IF($D301=\"Full\",'Failure Persistence Storage'!CU301,0)","v":0},{"$f":"IF($D301=\"Full\",'Failure Persistence Storage'!CV301,0)","v":0},{"$f":"IF($D301=\"Full\",'Failure Persistence Storage'!CY301,0)","v":0},{"$f":"IF($D301=\"Full\",'Failure Persistence Storage'!CZ301,0)","v":0},{"$f":"IF($D301=\"Full\",'Failure Persistence Storage'!DC301,0)","v":0},{"$f":"IF($D301=\"Full\",'Failure Persistence Storage'!DD301,0)","v":0},{"$f":"IF($D301=\"Full\",'Failure Persistence Storage'!DG301,0)","v":0},{"$f":"IF($D301=\"Full\",'Failure Persistence Storage'!DH301,0)","v":0},{"$f":"IF($D301=\"Full\",'Failure Persistence Storage'!DK301,0)","v":0},{"$f":"IF($D301=\"Full\",'Failure Persistence Storage'!DL301,0)","v":0},{"$f":"IF($D301=\"Full\",'Failure Persistence Storage'!DO301,0)","v":0},{"$f":"IF($D301=\"Full\",'Failure Persistence Storage'!DP301,0)","v":0},{"$f":"IF($D301=\"Full\",'Failure Persistence Storage'!DS301,0)","v":0},{"$f":"IF($D301=\"Full\",'Failure Persistence Storage'!DT301,0)","v":0},{"$f":"IF($D301=\"Full\",'Failure Persistence Storage'!DW301,0)","v":0},{"$f":"IF($D301=\"Full\",'Failure Persistence Storage'!DX301,0)","v":0},{"$f":"IF($D301=\"Full\",'Failure Persistence Storage'!EA301,0)","v":0},{"$f":"IF($D301=\"Full\",'Failure Persistence Storage'!EB301,0)","v":0},{"$f":"IF($D301=\"Full\",'Failure Persistence Storage'!EE301,0)","v":0},{"$f":"IF($D301=\"Full\",'Failure Persistence Storage'!EF301,0)","v":0},{"$f":"IF($D301=\"Full\",'Failure Persistence Storage'!EI301,0)","v":0},{"$f":"IF($D301=\"Full\",'Failure Persistence Storage'!EJ301,0)","v":0},{"$f":"IF($D301=\"Full\",'Failure Persistence Storage'!EM301,0)","v":0},{"$f":"IF($D301=\"Full\",'Failure Persistence Storage'!EN301,0)","v":0},{"$f":"IF($D301=\"Full\",'Failure Persistence Storage'!EQ301,0)","v":0},{"$f":"IF($D301=\"Full\",'Failure Persistence Storage'!ER301,0)","v":0},{"$f":"IF($D301=\"Full\",'Failure Persistence Storage'!EU301,0)","v":0},{"$f":"IF($D301=\"Full\",'Failure Persistence Storage'!EV301,0)","v":0},{"$f":"IF($D301=\"Full\",'Failure Persistence Storage'!EY301,0)","v":0},{"$f":"IF($D301=\"Full\",'Failure Persistence Storage'!EZ301,0)","v":0},{"$f":"IF($D301=\"Full\",'Failure Persistence Storage'!FC301,0)","v":0},{"$f":"IF($D301=\"Full\",'Failure Persistence Storage'!FD301,0)","v":0},{"$f":"IF($D301=\"Full\",'Failure Persistence Storage'!FG301,0)","v":0},{"$f":"IF($D301=\"Full\",'Failure Persistence Storage'!FH301,0)","v":0},{"$f":"IF($D301=\"Full\",'Failure Persistence Storage'!FK301,0)","v":0},{"$f":"IF($D301=\"Full\",'Failure Persistence Storage'!FL301,0)","v":0},{"$f":"IF($D301=\"Full\",'Failure Persistence Storage'!FO301,0)","v":0},{"$f":"IF($D301=\"Full\",'Failure Persistence Storage'!FP301,0)","v":0},{"$f":"IF($D301=\"Full\",'Failure Persistence Storage'!FS301,0)","v":0},{"$f":"IF($D301=\"Full\",'Failure Persistence Storage'!FT301,0)","v":0},{"$f":"IF($D301=\"Full\",'Failure Persistence Storage'!FW301,0)","v":0},{"$f":"IF($D301=\"Full\",'Failure Persistence Storage'!FX301,0)","v":0},{"$f":"IF($D301=\"Full\",'Failure Persistence Storage'!GA301,0)","v":0},{"$f":"IF($D301=\"Full\",'Failure Persistence Storage'!GB301,0)","v":0},{"$f":"IF($D301=\"Full\",'Failure Persistence Storage'!GE301,0)","v":0},{"$f":"IF($D301=\"Full\",'Failure Persistence Storage'!GF301,0)","v":0},{"$f":"IF($D301=\"Full\",'Failure Persistence Storage'!GI301,0)","v":0},{"$f":"IF($D301=\"Full\",'Failure Persistence Storage'!GJ301,0)","v":0},{"$f":"IF($D301=\"Full\",'Failure Persistence Storage'!GM301,0)","v":0},{"$f":"IF($D301=\"Full\",'Failure Persistence Storage'!GN301,0)","v":0},{"$f":"IF($D301=\"Full\",'Failure Persistence Storage'!GQ301,0)","v":0},{"$f":"IF($D301=\"Full\",'Failure Persistence Storage'!GR301,0)","v":0},{"$f":"IF($D301=\"Full\",'Failure Persistence Storage'!GU301,0)","v":0},{"$f":"IF($D301=\"Full\",'Failure Persistence Storage'!GV301,0)","v":0},{"$f":"IF($D301=\"Full\",'Failure Persistence Storage'!GY301,0)","v":0},{"$f":"IF($D301=\"Full\",'Failure Persistence Storage'!GZ301,0)","v":0},{"$f":"IF($D301=\"Full\",'Failure Persistence Storage'!HC301,0)","v":0},{"$f":"IF($D301=\"Full\",'Failure Persistence Storage'!HD301,0)","v":0},{"$f":"IF($D301=\"Full\",'Failure Persistence Storage'!HG301,0)","v":0},{"$f":"IF($D301=\"Full\",'Failure Persistence Storage'!HH301,0)","v":0},{"$f":"IF($D301=\"Full\",'Failure Persistence Storage'!HK301,0)","v":0},{"$f":"IF($D301=\"Full\",'Failure Persistence Storage'!HL301,0)","v":0},{"$f":"IF($D301=\"Full\",'Failure Persistence Storage'!HO301,0)","v":0}]
[null,null,null,null,null,null,null,null,null,null,null,null,null,null,null,null,null,null,null,null,null,null,null,null,null,null,null," "," "," "," "," "," "," "," "," "," "," "," "," "," "," "," "," "," "," "," "," "," "," "," "," "," "," "," "," "," "," "," "," "," "," "," "," "," "," "," "," "," "," "," "," "," "," "," "," "," "," "," "," "," "," "," "," "," "," "," "," "," "," "," "," "," "," "," "," "," "," "," "," "," "," "," "," "," "," "," "," "," "," "," "," "," "," "," "," "," "," "," "," "," "," "," "," "," "," "," "," "," "," "," "," "," "," "," "," "," "," "," "," "," "," "," "," "," "," "," "," "," "," "," "," "," "," "," "," "," "," "," "," "," "," "," "," "," "," "," "," "," "," "," "," "," "," "," "," "," "," "," "," "," "," "," "," "," "," "," "," "," "," "," "," "," "," "," "," "," "," "," "," "," "," "," "," "," "," "," "," "," "," "," "," "," "," "," "," "," "," "," "," "," "," "," ",null,{"$f":"IF($D305=\"Full\",'Failure Persistence Storage'!AB305,0)","v":0},{"$f":"IF($D305=\"Full\",'Failure Persistence Storage'!AE305,0)","v":0},{"$f":"IF($D305=\"Full\",'Failure Persistence Storage'!AF305,0)","v":0},{"$f":"IF($D305=\"Full\",'Failure Persistence Storage'!AI305,0)","v":0},{"$f":"IF($D305=\"Full\",'Failure Persistence Storage'!AJ305,0)","v":0},{"$f":"IF($D305=\"Full\",'Failure Persistence Storage'!AM305,0)","v":0},{"$f":"IF($D305=\"Full\",'Failure Persistence Storage'!AN305,0)","v":0},{"$f":"IF($D305=\"Full\",'Failure Persistence Storage'!AQ305,0)","v":0},{"$f":"IF($D305=\"Full\",'Failure Persistence Storage'!AR305,0)","v":0},{"$f":"IF($D305=\"Full\",'Failure Persistence Storage'!AU305,0)","v":0},{"$f":"IF($D305=\"Full\",'Failure Persistence Storage'!AV305,0)","v":0},{"$f":"IF($D305=\"Full\",'Failure Persistence Storage'!AY305,0)","v":0},{"$f":"IF($D305=\"Full\",'Failure Persistence Storage'!AZ305,0)","v":0},{"$f":"IF($D305=\"Full\",'Failure Persistence Storage'!BC305,0)","v":0},{"$f":"IF($D305=\"Full\",'Failure Persistence Storage'!BD305,0)","v":0},{"$f":"IF($D305=\"Full\",'Failure Persistence Storage'!BG305,0)","v":0},{"$f":"IF($D305=\"Full\",'Failure Persistence Storage'!BH305,0)","v":0},{"$f":"IF($D305=\"Full\",'Failure Persistence Storage'!BK305,0)","v":0},{"$f":"IF($D305=\"Full\",'Failure Persistence Storage'!BL305,0)","v":0},{"$f":"IF($D305=\"Full\",'Failure Persistence Storage'!BO305,0)","v":0},{"$f":"IF($D305=\"Full\",'Failure Persistence Storage'!BP305,0)","v":0},{"$f":"IF($D305=\"Full\",'Failure Persistence Storage'!BS305,0)","v":0},{"$f":"IF($D305=\"Full\",'Failure Persistence Storage'!BT305,0)","v":0},{"$f":"IF($D305=\"Full\",'Failure Persistence Storage'!BW305,0)","v":0},{"$f":"IF($D305=\"Full\",'Failure Persistence Storage'!BX305,0)","v":0},{"$f":"IF($D305=\"Full\",'Failure Persistence Storage'!CA305,0)","v":0},{"$f":"IF($D305=\"Full\",'Failure Persistence Storage'!CB305,0)","v":0},{"$f":"IF($D305=\"Full\",'Failure Persistence Storage'!CE305,0)","v":0},{"$f":"IF($D305=\"Full\",'Failure Persistence Storage'!CF305,0)","v":0},{"$f":"IF($D305=\"Full\",'Failure Persistence Storage'!CI305,0)","v":0},{"$f":"IF($D305=\"Full\",'Failure Persistence Storage'!CJ305,0)","v":0},{"$f":"IF($D305=\"Full\",'Failure Persistence Storage'!CM305,0)","v":0},{"$f":"IF($D305=\"Full\",'Failure Persistence Storage'!CN305,0)","v":0},{"$f":"IF($D305=\"Full\",'Failure Persistence Storage'!CQ305,0)","v":0},{"$f":"IF($D305=\"Full\",'Failure Persistence Storage'!CR305,0)","v":0},{"$f":"IF($D305=\"Full\",'Failure Persistence Storage'!CU305,0)","v":0},{"$f":"IF($D305=\"Full\",'Failure Persistence Storage'!CV305,0)","v":0},{"$f":"IF($D305=\"Full\",'Failure Persistence Storage'!CY305,0)","v":0},{"$f":"IF($D305=\"Full\",'Failure Persistence Storage'!CZ305,0)","v":0},{"$f":"IF($D305=\"Full\",'Failure Persistence Storage'!DC305,0)","v":0},{"$f":"IF($D305=\"Full\",'Failure Persistence Storage'!DD305,0)","v":0},{"$f":"IF($D305=\"Full\",'Failure Persistence Storage'!DG305,0)","v":0},{"$f":"IF($D305=\"Full\",'Failure Persistence Storage'!DH305,0)","v":0},{"$f":"IF($D305=\"Full\",'Failure Persistence Storage'!DK305,0)","v":0},{"$f":"IF($D305=\"Full\",'Failure Persistence Storage'!DL305,0)","v":0},{"$f":"IF($D305=\"Full\",'Failure Persistence Storage'!DO305,0)","v":0},{"$f":"IF($D305=\"Full\",'Failure Persistence Storage'!DP305,0)","v":0},{"$f":"IF($D305=\"Full\",'Failure Persistence Storage'!DS305,0)","v":0},{"$f":"IF($D305=\"Full\",'Failure Persistence Storage'!DT305,0)","v":0},{"$f":"IF($D305=\"Full\",'Failure Persistence Storage'!DW305,0)","v":0},{"$f":"IF($D305=\"Full\",'Failure Persistence Storage'!DX305,0)","v":0},{"$f":"IF($D305=\"Full\",'Failure Persistence Storage'!EA305,0)","v":0},{"$f":"IF($D305=\"Full\",'Failure Persistence Storage'!EB305,0)","v":0},{"$f":"IF($D305=\"Full\",'Failure Persistence Storage'!EE305,0)","v":0},{"$f":"IF($D305=\"Full\",'Failure Persistence Storage'!EF305,0)","v":0},{"$f":"IF($D305=\"Full\",'Failure Persistence Storage'!EI305,0)","v":0},{"$f":"IF($D305=\"Full\",'Failure Persistence Storage'!EJ305,0)","v":0},{"$f":"IF($D305=\"Full\",'Failure Persistence Storage'!EM305,0)","v":0},{"$f":"IF($D305=\"Full\",'Failure Persistence Storage'!EN305,0)","v":0},{"$f":"IF($D305=\"Full\",'Failure Persistence Storage'!EQ305,0)","v":0},{"$f":"IF($D305=\"Full\",'Failure Persistence Storage'!ER305,0)","v":0},{"$f":"IF($D305=\"Full\",'Failure Persistence Storage'!EU305,0)","v":0},{"$f":"IF($D305=\"Full\",'Failure Persistence Storage'!EV305,0)","v":0},{"$f":"IF($D305=\"Full\",'Failure Persistence Storage'!EY305,0)","v":0},{"$f":"IF($D305=\"Full\",'Failure Persistence Storage'!EZ305,0)","v":0},{"$f":"IF($D305=\"Full\",'Failure Persistence Storage'!FC305,0)","v":0},{"$f":"IF($D305=\"Full\",'Failure Persistence Storage'!FD305,0)","v":0},{"$f":"IF($D305=\"Full\",'Failure Persistence Storage'!FG305,0)","v":0},{"$f":"IF($D305=\"Full\",'Failure Persistence Storage'!FH305,0)","v":0},{"$f":"IF($D305=\"Full\",'Failure Persistence Storage'!FK305,0)","v":0},{"$f":"IF($D305=\"Full\",'Failure Persistence Storage'!FL305,0)","v":0},{"$f":"IF($D305=\"Full\",'Failure Persistence Storage'!FO305,0)","v":0},{"$f":"IF($D305=\"Full\",'Failure Persistence Storage'!FP305,0)","v":0},{"$f":"IF($D305=\"Full\",'Failure Persistence Storage'!FS305,0)","v":0},{"$f":"IF($D305=\"Full\",'Failure Persistence Storage'!FT305,0)","v":0},{"$f":"IF($D305=\"Full\",'Failure Persistence Storage'!FW305,0)","v":0},{"$f":"IF($D305=\"Full\",'Failure Persistence Storage'!FX305,0)","v":0},{"$f":"IF($D305=\"Full\",'Failure Persistence Storage'!GA305,0)","v":0},{"$f":"IF($D305=\"Full\",'Failure Persistence Storage'!GB305,0)","v":0},{"$f":"IF($D305=\"Full\",'Failure Persistence Storage'!GE305,0)","v":0},{"$f":"IF($D305=\"Full\",'Failure Persistence Storage'!GF305,0)","v":0},{"$f":"IF($D305=\"Full\",'Failure Persistence Storage'!GI305,0)","v":0},{"$f":"IF($D305=\"Full\",'Failure Persistence Storage'!GJ305,0)","v":0},{"$f":"IF($D305=\"Full\",'Failure Persistence Storage'!GM305,0)","v":0},{"$f":"IF($D305=\"Full\",'Failure Persistence Storage'!GN305,0)","v":0},{"$f":"IF($D305=\"Full\",'Failure Persistence Storage'!GQ305,0)","v":0},{"$f":"IF($D305=\"Full\",'Failure Persistence Storage'!GR305,0)","v":0},{"$f":"IF($D305=\"Full\",'Failure Persistence Storage'!GU305,0)","v":0},{"$f":"IF($D305=\"Full\",'Failure Persistence Storage'!GV305,0)","v":0},{"$f":"IF($D305=\"Full\",'Failure Persistence Storage'!GY305,0)","v":0},{"$f":"IF($D305=\"Full\",'Failure Persistence Storage'!GZ305,0)","v":0},{"$f":"IF($D305=\"Full\",'Failure Persistence Storage'!HC305,0)","v":0},{"$f":"IF($D305=\"Full\",'Failure Persistence Storage'!HD305,0)","v":0},{"$f":"IF($D305=\"Full\",'Failure Persistence Storage'!HG305,0)","v":0},{"$f":"IF($D305=\"Full\",'Failure Persistence Storage'!HH305,0)","v":0},{"$f":"IF($D305=\"Full\",'Failure Persistence Storage'!HK305,0)","v":0},{"$f":"IF($D305=\"Full\",'Failure Persistence Storage'!HL305,0)","v":0},{"$f":"IF($D305=\"Full\",'Failure Persistence Storage'!HO305,0)","v":0}]
[null,"Combination of elements",null,{"$f":"IF(OR(D296=\"Part\",D297=\"Part\",D298=\"Part\",D299=\"Part\",D300=\"Part\",D301=\"Part\",D302=\"Part\",D303=\"Part\",D304=\"Part\",D305=\"Part\"),\"Part\",IF(OR(D296=\"Full\",D297=\"Full\",D298=\"Full\",D299=\"Full\",D300=\"Full\",D301=\"Full\",D302=\"Full\",D303=\"Full\",D304=\"Full\",D305=\"Full\"),\"Full\",IF(AND(D296=\" \",D297=\" \",D298=\" \",D299=\" \",D300=\" \",D301=\" \",D302=\" \",D303=\" \",D304=\" \",D305=\" \"),\" \",\" \")))","v":" "},null,null,null,null,null,null,null,null,null,null,null,null,null,null,null,null,null,null,null,null,null,null,null," ",{"$f":"IF($D306=\" \",\" \",SUM(AC296:AC305))","v":" "},{"$f":"IF($D306=\" \",\" \",SUM(AD296:AD305))","v":" "},{"$f":"IF($D306=\" \",\" \",AB306*AD306)","v":" "},{"$f":"IF($D306=\" \",\" \",1/AG306)","v":" "},{"$f":"IF($D306=\" \",\" \",SUM(AG296:AG305))","v":" "},{"$f":"IF($D306=\" \",\" \",SUM(AH296:AH305))","v":" "},{"$f":"IF($D306=\" \",\" \",AF306*AH306)","v":" "}," ",{"$f":"IF($D306=\" \",\" \",SUM(AK296:AK305))","v":" "},{"$f":"IF($D306=\" \",\" \",SUM(AL296:AL305))","v":" "},{"$f":"IF($D306=\" \",\" \",AJ306*AL306)","v":" "}," ",{"$f":"IF($D306=\" \",\" \",SUM(AO296:AO305))","v":" "},{"$f":"IF($D306=\" \",\" \",SUM(AP296:AP305))","v":" "},{"$f":"IF($D306=\" \",\" \",AN306*AP306)","v":" "}," ",{"$f":"IF($D306=\" \",\" \",SUM(AS296:AS305))","v":" "},{"$f":"IF($D306=\" \",\" \",SUM(AT296:AT305))","v":" "},{"$f":"IF($D306=\" \",\" \",AR306*AT306)","v":" "}," ",{"$f":"IF($D306=\" \",\" \",SUM(AW296:AW305))","v":" "},{"$f":"IF($D306=\" \",\" \",SUM(AX296:AX305))","v":" "},{"$f":"IF($D306=\" \",\" \",AV306*AX306)","v":" "}," ",{"$f":"IF($D306=\" \",\" \",SUM(BA296:BA305))","v":" "},{"$f":"IF($D306=\" \",\" \",SUM(BB296:BB305))","v":" "},{"$f":"IF($D306=\" \",\" \",AZ306*BB306)","v":" "}," ",{"$f":"IF($D306=\" \",\" \",SUM(BE296:BE305))","v":" "},{"$f":"IF($D306=\" \",\" \",SUM(BF296:BF305))","v":" "},{"$f":"IF($D306=\" \",\" \",BD306*BF306)","v":" "}," ",{"$f":"IF($D306=\" \",\" \",SUM(BI296:BI305))","v":" "},{"$f":"IF($D306=\" \",\" \",SUM(BJ296:BJ305))","v":" "},{"$f":"IF($D306=\" \",\" \",BH306*BJ306)","v":" "}," ",{"$f":"IF($D306=\" \",\" \",SUM(BM296:BM305))","v":" "},{"$f":"IF($D306=\" \",\" \",SUM(BN296:BN305))","v":" "},{"$f":"IF($D306=\" \",\" \",BL306*BN306)","v":" "}," ",{"$f":"IF($D306=\" \",\" \",SUM(BQ296:BQ305))","v":" "},{"$f":"IF($D306=\" \",\" \",SUM(BR296:BR305))","v":" "},{"$f":"IF($D306=\" \",\" \",BP306*BR306)","v":" "}," ",{"$f":"IF($D306=\" \",\" \",SUM(BU296:BU305))","v":" "},{"$f":"IF($D306=\" \",\" \",SUM(BV296:BV305))","v":" "},{"$f":"IF($D306=\" \",\" \",BT306*BV306)","v":" "}," ",{"$f":"IF($D306=\" \",\" \",SUM(BY296:BY305))","v":" "},{"$f":"IF($D306=\" \",\" \",SUM(BZ296:BZ305))","v":" "},{"$f":"IF($D306=\" \",\" \",BX306*BZ306)","v":" "}," ",{"$f":"IF($D306=\" \",\" \",SUM(CC296:CC305))","v":" "},{"$f":"IF($D306=\" \",\" \",SUM(CD296:CD305))","v":" "},{"$f":"IF($D306=\" \",\" \",CB306*CD306)","v":" "}," ",{"$f":"IF($D306=\" \",\" \",SUM(CG296:CG305))","v":" "},{"$f":"IF($D306=\" \",\" \",SUM(CH296:CH305))","v":" "},{"$f":"IF($D306=\" \",\" \",CF306*CH306)","v":" "}," ",{"$f":"IF($D306=\" \",\" \",SUM(CK296:CK305))","v":" "},{"$f":"IF($D306=\" \",\" \",SUM(CL296:CL305))","v":" "},{"$f":"IF($D306=\" \",\" \",CJ306*CL306)","v":" "}," ",{"$f":"IF($D306=\" \",\" \",SUM(CO296:CO305))","v":" "},{"$f":"IF($D306=\" \",\" \",SUM(CP296:CP305))","v":" "},{"$f":"IF($D306=\" \",\" \",CN306*CP306)","v":" "},{"$f":"IF($D306=\" \",\" \",1/CS306)","v":" "},{"$f":"IF($D306=\" \",\" \",SUM(CS296:CS305))","v":" "},{"$f":"IF($D306=\" \",\" \",SUM(CT296:CT305))","v":" "},{"$f":"IF($D306=\" \",\" \",CR306*CT306)","v":" "}," ",{"$f":"IF($D306=\" \",\" \",SUM(CW296:CW305))","v":" "},{"$f":"IF($D306=\" \",\" \",SUM(CX296:CX305))","v":" "},{"$f":"IF($D306=\" \",\" \",CV306*CX306)","v":" "}," ",{"$f":"IF($D306=\" \",\" \",SUM(DA296:DA305))","v":" "},{"$f":"IF($D306=\" \",\" \",SUM(DB296:DB305))","v":" "},{"$f":"IF($D306=\" \",\" \",CZ306*DB306)","v":" "}," ",{"$f":"IF($D306=\" \",\" \",SUM(DE296:DE305))","v":" "},{"$f":"IF($D306=\" \",\" \",SUM(DF296:DF305))","v":" "},{"$f":"IF($D306=\" \",\" \",DD306*DF306)","v":" "}," ",{"$f":"IF($D306=\" \",\" \",SUM(DI296:DI305))","v":" "},{"$f":"IF($D306=\" \",\" \",SUM(DJ296:DJ305))","v":" "},{"$f":"IF($D306=\" \",\" \",DH306*DJ306)","v":" "}," ",{"$f":"IF($D306=\" \",\" \",SUM(DM296:DM305))","v":" "},{"$f":"IF($D306=\" \",\" \",SUM(DN296:DN305))","v":" "},{"$f":"IF($D306=\" \",\" \",DL306*DN306)","v":" "}," ",{"$f":"IF($D306=\" \",\" \",SUM(DQ296:DQ305))","v":" "},{"$f":"IF($D306=\" \",\" \",SUM(DR296:DR305))","v":" "},{"$f":"IF($D306=\" \",\" \",DP306*DR306)","v":" "}," ",{"$f":"IF($D306=\" \",\" \",SUM(DU296:DU305))","v":" "},{"$f":"IF($D306=\" \",\" \",SUM(DV296:DV305))","v":" "},{"$f":"IF($D306=\" \",\" \",DT306*DV306)","v":" "}," ",{"$f":"IF($D306=\" \",\" \",SUM(DY296:DY305))","v":" "},{"$f":"IF($D306=\" \",\" \",SUM(DZ296:DZ305))","v":" "},{"$f":"IF($D306=\" \",\" \",DX306*DZ306)","v":" "}," ",{"$f":"IF($D306=\" \",\" \",SUM(EC296:EC305))","v":" "},{"$f":"IF($D306=\" \",\" \",SUM(ED296:ED305))","v":" "},{"$f":"IF($D306=\" \",\" \",EB306*ED306)","v":" "}," ",{"$f":"IF($D306=\" \",\" \",SUM(EG296:EG305))","v":" "},{"$f":"IF($D306=\" \",\" \",SUM(EH296:EH305))","v":" "},{"$f":"IF($D306=\" \",\" \",EF306*EH306)","v":" "}," ",{"$f":"IF($D306=\" \",\" \",SUM(EK296:EK305))","v":" "},{"$f":"IF($D306=\" \",\" \",SUM(EL296:EL305))","v":" "},{"$f":"IF($D306=\" \",\" \",EJ306*EL306)","v":" "}," ",{"$f":"IF($D306=\" \",\" \",SUM(EO296:EO305))","v":" "},{"$f":"IF($D306=\" \",\" \",SUM(EP296:EP305))","v":" "},{"$f":"IF($D306=\" \",\" \",EN306*EP306)","v":" "}," ",{"$f":"IF($D306=\" \",\" \",SUM(ES296:ES305))","v":" "},{"$f":"IF($D306=\" \",\" \",SUM(ET296:ET305))","v":" "},{"$f":"IF($D306=\" \",\" \",ER306*ET306)","v":" "}," ",{"$f":"IF($D306=\" \",\" \",SUM(EW296:EW305))","v":" "},{"$f":"IF($D306=\" \",\" \",SUM(EX296:EX305))","v":" "},{"$f":"IF($D306=\" \",\" \",EV306*EX306)","v":" "}," ",{"$f":"IF($D306=\" \",\" \",SUM(FA296:FA305))","v":" "},{"$f":"IF($D306=\" \",\" \",SUM(FB296:FB305))","v":" "},{"$f":"IF($D306=\" \",\" \",EZ306*FB306)","v":" "},{"$f":"IF($D306=\" \",\" \",1/FE306)","v":" "},{"$f":"IF($D306=\" \",\" \",SUM(FE296:FE305))","v":" "},{"$f":"IF($D306=\" \",\" \",SUM(FF296:FF305))","v":" "},{"$f":"IF($D306=\" \",\" \",FD306*FF306)","v":" "}," ",{"$f":"IF($D306=\" \",\" \",SUM(FI296:FI305))","v":" "},{"$f":"IF($D306=\" \",\" \",SUM(FJ296:FJ305))","v":" "},{"$f":"IF($D306=\" \",\" \",FH306*FJ306)","v":" "}," ",{"$f":"IF($D306=\" \",\" \",SUM(FM296:FM305))","v":" "},{"$f":"IF($D306=\" \",\" \",SUM(FN296:FN305))","v":" "},{"$f":"IF($D306=\" \",\" \",FL306*FN306)","v":" "}," ",{"$f":"IF($D306=\" \",\" \",SUM(FQ296:FQ305))","v":" "},{"$f":"IF($D306=\" \",\" \",SUM(FR296:FR305))","v":" "},{"$f":"IF($D306=\" \",\" \",FP306*FR306)","v":" "}," ",{"$f":"IF($D306=\" \",\" \",SUM(FU296:FU305))","v":" "},{"$f":"IF($D306=\" \",\" \",SUM(FV296:FV305))","v":" "},{"$f":"IF($D306=\" \",\" \",FT306*FV306)","v":" "}," ",{"$f":"IF($D306=\" \",\" \",SUM(FY296:FY305))","v":" "},{"$f":"IF($D306=\" \",\" \",SUM(FZ296:FZ305))","v":" "},{"$f":"IF($D306=\" \",\" \",FX306*FZ306)","v":" "}," ",{"$f":"IF($D306=\" \",\" \",SUM(GC296:GC305))","v":" "},{"$f":"IF($D306=\" \",\" \",SUM(GD296:GD305))","v":" "},{"$f":"IF($D306=\" \",\" \",GB306*GD306)","v":" "}," ",{"$f":"IF($D306=\" \",\" \",SUM(GG296:GG305))","v":" "},{"$f":"IF($D306=\" \",\" \",SUM(GH296:GH305))","v":" "},{"$f":"IF($D306=\" \",\" \",GF306*GH306)","v":" "}," ",{"$f":"IF($D306=\" \",\" \",SUM(GK296:GK305))","v":" "},{"$f":"IF($D306=\" \",\" \",SUM(GL296:GL305))","v":" "},{"$f":"IF($D306=\" \",\" \",GJ306*GL306)","v":" "}," ",{"$f":"IF($D306=\" \",\" \",SUM(GO296:GO305))","v":" "},{"$f":"IF($D306=\" \",\" \",SUM(GP296:GP305))","v":" "},{"$f":"IF($D306=\" \",\" \",GN306*GP306)","v":" "}," ",{"$f":"IF($D306=\" \",\" \",SUM(GS296:GS305))","v":" "},{"$f":"IF($D306=\" \",\" \",SUM(GT296:GT305))","v":" "},{"$f":"IF($D306=\" \",\" \",GR306*GT306)","v":" "}," ",{"$f":"IF($D306=\" \",\" \",SUM(GW296:GW305))","v":" "},{"$f":"IF($D306=\" \",\" \",SUM(GX296:GX305))","v":" "},{"$f":"IF($D306=\" \",\" \",GV306*GX306)","v":" "}," ",{"$f":"IF($D306=\" \",\" \",SUM(HA296:HA305))","v":" "},{"$f":"IF($D306=\" \",\" \",SUM(HB296:HB305))","v":" "},{"$f":"IF($D306=\" \",\" \",GZ306*HB306)","v":" "}," ",{"$f":"IF($D306=\" \",\" \",SUM(HE296:HE305))","v":" "},{"$f":"IF($D306=\" \",\" \",SUM(HF296:HF305))","v":" "},{"$f":"IF($D306=\" \",\" \",HD306*HF306)","v":" "}," ",{"$f":"IF($D306=\" \",\" \",SUM(HI296:HI305))","v":" "},{"$f":"IF($D306=\" \",\" \",SUM(HJ296:HJ305))","v":" "},{"$f":"IF($D306=\" \",\" \",HH306*HJ306)","v":" "}," ",{"$f":"IF($D306=\" \",\" \",SUM(HM296:HM305))","v":" "},{"$f":"IF($D306=\" \",\" \",SUM(HN296:HN305))","v":" "},{"$f":"IF($D306=\" \",\" \",HL306*HN306)","v":" "},null,{"$f":"IF($D306=\"Full\",'Failure Persistence Storage'!AB306,0)","v":0},{"$f":"IF($D306=\"Full\",'Failure Persistence Storage'!AE306,0)","v":0},{"$f":"IF($D306=\"Full\",'Failure Persistence Storage'!AF306,0)","v":0},{"$f":"IF($D306=\"Full\",'Failure Persistence Storage'!AI306,0)","v":0},{"$f":"IF($D306=\"Full\",'Failure Persistence Storage'!AJ306,0)","v":0},{"$f":"IF($D306=\"Full\",'Failure Persistence Storage'!AM306,0)","v":0},{"$f":"IF($D306=\"Full\",'Failure Persistence Storage'!AN306,0)","v":0},{"$f":"IF($D306=\"Full\",'Failure Persistence Storage'!AQ306,0)","v":0},{"$f":"IF($D306=\"Full\",'Failure Persistence Storage'!AR306,0)","v":0},{"$f":"IF($D306=\"Full\",'Failure Persistence Storage'!AU306,0)","v":0},{"$f":"IF($D306=\"Full\",'Failure Persistence Storage'!AV306,0)","v":0},{"$f":"IF($D306=\"Full\",'Failure Persistence Storage'!AY306,0)","v":0},{"$f":"IF($D306=\"Full\",'Failure Persistence Storage'!AZ306,0)","v":0},{"$f":"IF($D306=\"Full\",'Failure Persistence Storage'!BC306,0)","v":0},{"$f":"IF($D306=\"Full\",'Failure Persistence Storage'!BD306,0)","v":0},{"$f":"IF($D306=\"Full\",'Failure Persistence Storage'!BG306,0)","v":0},{"$f":"IF($D306=\"Full\",'Failure Persistence Storage'!BH306,0)","v":0},{"$f":"IF($D306=\"Full\",'Failure Persistence Storage'!BK306,0)","v":0},{"$f":"IF($D306=\"Full\",'Failure Persistence Storage'!BL306,0)","v":0},{"$f":"IF($D306=\"Full\",'Failure Persistence Storage'!BO306,0)","v":0},{"$f":"IF($D306=\"Full\",'Failure Persistence Storage'!BP306,0)","v":0},{"$f":"IF($D306=\"Full\",'Failure Persistence Storage'!BS306,0)","v":0},{"$f":"IF($D306=\"Full\",'Failure Persistence Storage'!BT306,0)","v":0},{"$f":"IF($D306=\"Full\",'Failure Persistence Storage'!BW306,0)","v":0},{"$f":"IF($D306=\"Full\",'Failure Persistence Storage'!BX306,0)","v":0},{"$f":"IF($D306=\"Full\",'Failure Persistence Storage'!CA306,0)","v":0},{"$f":"IF($D306=\"Full\",'Failure Persistence Storage'!CB306,0)","v":0},{"$f":"IF($D306=\"Full\",'Failure Persistence Storage'!CE306,0)","v":0},{"$f":"IF($D306=\"Full\",'Failure Persistence Storage'!CF306,0)","v":0},{"$f":"IF($D306=\"Full\",'Failure Persistence Storage'!CI306,0)","v":0},{"$f":"IF($D306=\"Full\",'Failure Persistence Storage'!CJ306,0)","v":0},{"$f":"IF($D306=\"Full\",'Failure Persistence Storage'!CM306,0)","v":0},{"$f":"IF($D306=\"Full\",'Failure Persistence Storage'!CN306,0)","v":0},{"$f":"IF($D306=\"Full\",'Failure Persistence Storage'!CQ306,0)","v":0},{"$f":"IF($D306=\"Full\",'Failure Persistence Storage'!CR306,0)","v":0},{"$f":"IF($D306=\"Full\",'Failure Persistence Storage'!CU306,0)","v":0},{"$f":"IF($D306=\"Full\",'Failure Persistence Storage'!CV306,0)","v":0},{"$f":"IF($D306=\"Full\",'Failure Persistence Storage'!CY306,0)","v":0},{"$f":"IF($D306=\"Full\",'Failure Persistence Storage'!CZ306,0)","v":0},{"$f":"IF($D306=\"Full\",'Failure Persistence Storage'!DC306,0)","v":0},{"$f":"IF($D306=\"Full\",'Failure Persistence Storage'!DD306,0)","v":0},{"$f":"IF($D306=\"Full\",'Failure Persistence Storage'!DG306,0)","v":0},{"$f":"IF($D306=\"Full\",'Failure Persistence Storage'!DH306,0)","v":0},{"$f":"IF($D306=\"Full\",'Failure Persistence Storage'!DK306,0)","v":0},{"$f":"IF($D306=\"Full\",'Failure Persistence Storage'!DL306,0)","v":0},{"$f":"IF($D306=\"Full\",'Failure Persistence Storage'!DO306,0)","v":0},{"$f":"IF($D306=\"Full\",'Failure Persistence Storage'!DP306,0)","v":0},{"$f":"IF($D306=\"Full\",'Failure Persistence Storage'!DS306,0)","v":0},{"$f":"IF($D306=\"Full\",'Failure Persistence Storage'!DT306,0)","v":0},{"$f":"IF($D306=\"Full\",'Failure Persistence Storage'!DW306,0)","v":0},{"$f":"IF($D306=\"Full\",'Failure Persistence Storage'!DX306,0)","v":0},{"$f":"IF($D306=\"Full\",'Failure Persistence Storage'!EA306,0)","v":0},{"$f":"IF($D306=\"Full\",'Failure Persistence Storage'!EB306,0)","v":0},{"$f":"IF($D306=\"Full\",'Failure Persistence Storage'!EE306,0)","v":0},{"$f":"IF($D306=\"Full\",'Failure Persistence Storage'!EF306,0)","v":0},{"$f":"IF($D306=\"Full\",'Failure Persistence Storage'!EI306,0)","v":0},{"$f":"IF($D306=\"Full\",'Failure Persistence Storage'!EJ306,0)","v":0},{"$f":"IF($D306=\"Full\",'Failure Persistence Storage'!EM306,0)","v":0},{"$f":"IF($D306=\"Full\",'Failure Persistence Storage'!EN306,0)","v":0},{"$f":"IF($D306=\"Full\",'Failure Persistence Storage'!EQ306,0)","v":0},{"$f":"IF($D306=\"Full\",'Failure Persistence Storage'!ER306,0)","v":0},{"$f":"IF($D306=\"Full\",'Failure Persistence Storage'!EU306,0)","v":0},{"$f":"IF($D306=\"Full\",'Failure Persistence Storage'!EV306,0)","v":0},{"$f":"IF($D306=\"Full\",'Failure Persistence Storage'!EY306,0)","v":0},{"$f":"IF($D306=\"Full\",'Failure Persistence Storage'!EZ306,0)","v":0},{"$f":"IF($D306=\"Full\",'Failure Persistence Storage'!FC306,0)","v":0},{"$f":"IF($D306=\"Full\",'Failure Persistence Storage'!FD306,0)","v":0},{"$f":"IF($D306=\"Full\",'Failure Persistence Storage'!FG306,0)","v":0},{"$f":"IF($D306=\"Full\",'Failure Persistence Storage'!FH306,0)","v":0},{"$f":"IF($D306=\"Full\",'Failure Persistence Storage'!FK306,0)","v":0},{"$f":"IF($D306=\"Full\",'Failure Persistence Storage'!FL306,0)","v":0},{"$f":"IF($D306=\"Full\",'Failure Persistence Storage'!FO306,0)","v":0},{"$f":"IF($D306=\"Full\",'Failure Persistence Storage'!FP306,0)","v":0},{"$f":"IF($D306=\"Full\",'Failure Persistence Storage'!FS306,0)","v":0},{"$f":"IF($D306=\"Full\",'Failure Persistence Storage'!FT306,0)","v":0},{"$f":"IF($D306=\"Full\",'Failure Persistence Storage'!FW306,0)","v":0},{"$f":"IF($D306=\"Full\",'Failure Persistence Storage'!FX306,0)","v":0},{"$f":"IF($D306=\"Full\",'Failure Persistence Storage'!GA306,0)","v":0},{"$f":"IF($D306=\"Full\",'Failure Persistence Storage'!GB306,0)","v":0},{"$f":"IF($D306=\"Full\",'Failure Persistence Storage'!GE306,0)","v":0},{"$f":"IF($D306=\"Full\",'Failure Persistence Storage'!GF306,0)","v":0},{"$f":"IF($D306=\"Full\",'Failure Persistence Storage'!GI306,0)","v":0},{"$f":"IF($D306=\"Full\",'Failure Persistence Storage'!GJ306,0)","v":0},{"$f":"IF($D306=\"Full\",'Failure Persistence Storage'!GM306,0)","v":0},{"$f":"IF($D306=\"Full\",'Failure Persistence Storage'!GN306,0)","v":0},{"$f":"IF($D306=\"Full\",'Failure Persistence Storage'!GQ306,0)","v":0},{"$f":"IF($D306=\"Full\",'Failure Persistence Storage'!GR306,0)","v":0},{"$f":"IF($D306=\"Full\",'Failure Persistence Storage'!GU306,0)","v":0},{"$f":"IF($D306=\"Full\",'Failure Persistence Storage'!GV306,0)","v":0},{"$f":"IF($D306=\"Full\",'Failure Persistence Storage'!GY306,0)","v":0},{"$f":"IF($D306=\"Full\",'Failure Persistence Storage'!GZ306,0)","v":0},{"$f":"IF($D306=\"Full\",'Failure Persistence Storage'!HC306,0)","v":0},{"$f":"IF($D306=\"Full\",'Failure Persistence Storage'!HD306,0)","v":0},{"$f":"IF($D306=\"Full\",'Failure Persistence Storage'!HG306,0)","v":0},{"$f":"IF($D306=\"Full\",'Failure Persistence Storage'!HH306,0)","v":0},{"$f":"IF($D306=\"Full\",'Failure Persistence Storage'!HK306,0)","v":0},{"$f":"IF($D306=\"Full\",'Failure Persistence Storage'!HL306,0)","v":0},{"$f":"IF($D306=\"Full\",'Failure Persistence Storage'!HO306,0)","v":0}]
[null,null,null,null,null,null,null,null,null,null,null,null,null,null,null,null,null,null,null,null,null,null,null,null,null,null,null," "," "," "," "," "," "," "," "," "," "," "," "," "," "," "," "," "," "," "," "," "," "," "," "," "," "," "," "," "," "," "," "," "," "," "," "," "," "," "," "," "," "," "," "," "," "," "," "," "," "," "," "," "," "," "," "," "," "," "," "," "," "," "," "," "," "," "," "," "," "," "," "," "," "," "," "," "," "," "," "," "," "," "," "," "," "," "," "," "," "," "," "," "," "," "," "," "," "," "," "," "," "," "," "," "," "," "," "," "," "," "," "," "," "," "," "," "," "," "," "," "," "," "," "," "," "," "," "," "," "," "," "," "," "," "," "," "," "," "," "," "," "," "," "," "," "," "," "," "," "," "," "," "," "," "," "," "," "," "," "," "," "," "," "," "," "," "," "," "," "," "," "," "," "," "," "," "," "," "," "," "," "," "," "," "," "," "," "," "," "," "," "," "," "," "," ",null,{"$f":"IF($D312=\"Full\",'Failure Persistence Storage'!AB312,0)","v":0},{"$f":"IF($D312=\"Full\",'Failure Persistence Storage'!AE312,0)","v":0},{"$f":"IF($D312=\"Full\",'Failure Persistence Storage'!AF312,0)","v":0},{"$f":"IF($D312=\"Full\",'Failure Persistence Storage'!AI312,0)","v":0},{"$f":"IF($D312=\"Full\",'Failure Persistence Storage'!AJ312,0)","v":0},{"$f":"IF($D312=\"Full\",'Failure Persistence Storage'!AM312,0)","v":0},{"$f":"IF($D312=\"Full\",'Failure Persistence Storage'!AN312,0)","v":0},{"$f":"IF($D312=\"Full\",'Failure Persistence Storage'!AQ312,0)","v":0},{"$f":"IF($D312=\"Full\",'Failure Persistence Storage'!AR312,0)","v":0},{"$f":"IF($D312=\"Full\",'Failure Persistence Storage'!AU312,0)","v":0},{"$f":"IF($D312=\"Full\",'Failure Persistence Storage'!AV312,0)","v":0},{"$f":"IF($D312=\"Full\",'Failure Persistence Storage'!AY312,0)","v":0},{"$f":"IF($D312=\"Full\",'Failure Persistence Storage'!AZ312,0)","v":0},{"$f":"IF($D312=\"Full\",'Failure Persistence Storage'!BC312,0)","v":0},{"$f":"IF($D312=\"Full\",'Failure Persistence Storage'!BD312,0)","v":0},{"$f":"IF($D312=\"Full\",'Failure Persistence Storage'!BG312,0)","v":0},{"$f":"IF($D312=\"Full\",'Failure Persistence Storage'!BH312,0)","v":0},{"$f":"IF($D312=\"Full\",'Failure Persistence Storage'!BK312,0)","v":0},{"$f":"IF($D312=\"Full\",'Failure Persistence Storage'!BL312,0)","v":0},{"$f":"IF($D312=\"Full\",'Failure Persistence Storage'!BO312,0)","v":0},{"$f":"IF($D312=\"Full\",'Failure Persistence Storage'!BP312,0)","v":0},{"$f":"IF($D312=\"Full\",'Failure Persistence Storage'!BS312,0)","v":0},{"$f":"IF($D312=\"Full\",'Failure Persistence Storage'!BT312,0)","v":0},{"$f":"IF($D312=\"Full\",'Failure Persistence Storage'!BW312,0)","v":0},{"$f":"IF($D312=\"Full\",'Failure Persistence Storage'!BX312,0)","v":0},{"$f":"IF($D312=\"Full\",'Failure Persistence Storage'!CA312,0)","v":0},{"$f":"IF($D312=\"Full\",'Failure Persistence Storage'!CB312,0)","v":0},{"$f":"IF($D312=\"Full\",'Failure Persistence Storage'!CE312,0)","v":0},{"$f":"IF($D312=\"Full\",'Failure Persistence Storage'!CF312,0)","v":0},{"$f":"IF($D312=\"Full\",'Failure Persistence Storage'!CI312,0)","v":0},{"$f":"IF($D312=\"Full\",'Failure Persistence Storage'!CJ312,0)","v":0},{"$f":"IF($D312=\"Full\",'Failure Persistence Storage'!CM312,0)","v":0},{"$f":"IF($D312=\"Full\",'Failure Persistence Storage'!CN312,0)","v":0},{"$f":"IF($D312=\"Full\",'Failure Persistence Storage'!CQ312,0)","v":0},{"$f":"IF($D312=\"Full\",'Failure Persistence Storage'!CR312,0)","v":0},{"$f":"IF($D312=\"Full\",'Failure Persistence Storage'!CU312,0)","v":0},{"$f":"IF($D312=\"Full\",'Failure Persistence Storage'!CV312,0)","v":0},{"$f":"IF($D312=\"Full\",'Failure Persistence Storage'!CY312,0)","v":0},{"$f":"IF($D312=\"Full\",'Failure Persistence Storage'!CZ312,0)","v":0},{"$f":"IF($D312=\"Full\",'Failure Persistence Storage'!DC312,0)","v":0},{"$f":"IF($D312=\"Full\",'Failure Persistence Storage'!DD312,0)","v":0},{"$f":"IF($D312=\"Full\",'Failure Persistence Storage'!DG312,0)","v":0},{"$f":"IF($D312=\"Full\",'Failure Persistence Storage'!DH312,0)","v":0},{"$f":"IF($D312=\"Full\",'Failure Persistence Storage'!DK312,0)","v":0},{"$f":"IF($D312=\"Full\",'Failure Persistence Storage'!DL312,0)","v":0},{"$f":"IF($D312=\"Full\",'Failure Persistence Storage'!DO312,0)","v":0},{"$f":"IF($D312=\"Full\",'Failure Persistence Storage'!DP312,0)","v":0},{"$f":"IF($D312=\"Full\",'Failure Persistence Storage'!DS312,0)","v":0},{"$f":"IF($D312=\"Full\",'Failure Persistence Storage'!DT312,0)","v":0},{"$f":"IF($D312=\"Full\",'Failure Persistence Storage'!DW312,0)","v":0},{"$f":"IF($D312=\"Full\",'Failure Persistence Storage'!DX312,0)","v":0},{"$f":"IF($D312=\"Full\",'Failure Persistence Storage'!EA312,0)","v":0},{"$f":"IF($D312=\"Full\",'Failure Persistence Storage'!EB312,0)","v":0},{"$f":"IF($D312=\"Full\",'Failure Persistence Storage'!EE312,0)","v":0},{"$f":"IF($D312=\"Full\",'Failure Persistence Storage'!EF312,0)","v":0},{"$f":"IF($D312=\"Full\",'Failure Persistence Storage'!EI312,0)","v":0},{"$f":"IF($D312=\"Full\",'Failure Persistence Storage'!EJ312,0)","v":0},{"$f":"IF($D312=\"Full\",'Failure Persistence Storage'!EM312,0)","v":0},{"$f":"IF($D312=\"Full\",'Failure Persistence Storage'!EN312,0)","v":0},{"$f":"IF($D312=\"Full\",'Failure Persistence Storage'!EQ312,0)","v":0},{"$f":"IF($D312=\"Full\",'Failure Persistence Storage'!ER312,0)","v":0},{"$f":"IF($D312=\"Full\",'Failure Persistence Storage'!EU312,0)","v":0},{"$f":"IF($D312=\"Full\",'Failure Persistence Storage'!EV312,0)","v":0},{"$f":"IF($D312=\"Full\",'Failure Persistence Storage'!EY312,0)","v":0},{"$f":"IF($D312=\"Full\",'Failure Persistence Storage'!EZ312,0)","v":0},{"$f":"IF($D312=\"Full\",'Failure Persistence Storage'!FC312,0)","v":0},{"$f":"IF($D312=\"Full\",'Failure Persistence Storage'!FD312,0)","v":0},{"$f":"IF($D312=\"Full\",'Failure Persistence Storage'!FG312,0)","v":0},{"$f":"IF($D312=\"Full\",'Failure Persistence Storage'!FH312,0)","v":0},{"$f":"IF($D312=\"Full\",'Failure Persistence Storage'!FK312,0)","v":0},{"$f":"IF($D312=\"Full\",'Failure Persistence Storage'!FL312,0)","v":0},{"$f":"IF($D312=\"Full\",'Failure Persistence Storage'!FO312,0)","v":0},{"$f":"IF($D312=\"Full\",'Failure Persistence Storage'!FP312,0)","v":0},{"$f":"IF($D312=\"Full\",'Failure Persistence Storage'!FS312,0)","v":0},{"$f":"IF($D312=\"Full\",'Failure Persistence Storage'!FT312,0)","v":0},{"$f":"IF($D312=\"Full\",'Failure Persistence Storage'!FW312,0)","v":0},{"$f":"IF($D312=\"Full\",'Failure Persistence Storage'!FX312,0)","v":0},{"$f":"IF($D312=\"Full\",'Failure Persistence Storage'!GA312,0)","v":0},{"$f":"IF($D312=\"Full\",'Failure Persistence Storage'!GB312,0)","v":0},{"$f":"IF($D312=\"Full\",'Failure Persistence Storage'!GE312,0)","v":0},{"$f":"IF($D312=\"Full\",'Failure Persistence Storage'!GF312,0)","v":0},{"$f":"IF($D312=\"Full\",'Failure Persistence Storage'!GI312,0)","v":0},{"$f":"IF($D312=\"Full\",'Failure Persistence Storage'!GJ312,0)","v":0},{"$f":"IF($D312=\"Full\",'Failure Persistence Storage'!GM312,0)","v":0},{"$f":"IF($D312=\"Full\",'Failure Persistence Storage'!GN312,0)","v":0},{"$f":"IF($D312=\"Full\",'Failure Persistence Storage'!GQ312,0)","v":0},{"$f":"IF($D312=\"Full\",'Failure Persistence Storage'!GR312,0)","v":0},{"$f":"IF($D312=\"Full\",'Failure Persistence Storage'!GU312,0)","v":0},{"$f":"IF($D312=\"Full\",'Failure Persistence Storage'!GV312,0)","v":0},{"$f":"IF($D312=\"Full\",'Failure Persistence Storage'!GY312,0)","v":0},{"$f":"IF($D312=\"Full\",'Failure Persistence Storage'!GZ312,0)","v":0},{"$f":"IF($D312=\"Full\",'Failure Persistence Storage'!HC312,0)","v":0},{"$f":"IF($D312=\"Full\",'Failure Persistence Storage'!HD312,0)","v":0},{"$f":"IF($D312=\"Full\",'Failure Persistence Storage'!HG312,0)","v":0},{"$f":"IF($D312=\"Full\",'Failure Persistence Storage'!HH312,0)","v":0},{"$f":"IF($D312=\"Full\",'Failure Persistence Storage'!HK312,0)","v":0},{"$f":"IF($D312=\"Full\",'Failure Persistence Storage'!HL312,0)","v":0},{"$f":"IF($D312=\"Full\",'Failure Persistence Storage'!HO312,0)","v":0}]
[null,null,null,null,null,null,null,null,null,null,null,null,null,null,null,null,null,null,null,null,null,null,null,null,null,null,null," "," "," "," "," "," "," "," "," "," "," "," "," "," "," "," "," "," "," "," "," "," "," "," "," "," "," "," "," "," "," "," "," "," "," "," "," "," "," "," "," "," "," "," "," "," "," "," "," "," "," "," "," "," "," "," "," "," "," "," "," "," "," "," "," "," "," "," "," "," "," "," "," "," "," "," "," "," "," "," "," "," "," "," "," "," "," "," "," "," "," "," "," "," "," "," "," "," "," "," "," "," "," "," "," "," "," "," "," "," "," "," "," "," "," "," "," "," "," "," "," "," "," "," "," "," "," "," "," "," "," "," "," "," "," "," "," "," "," "," "," "," "," "," "," "," "," "," "," "," "," "," "," "," "," "," "," "," "," "," "," "," "," "," "," "," "," "," "," "," "," "," "," "," "," "," "," "," "," "," "," "," "," "," "," "," "," "," "," "," "," "," "," "," "," "," ",null,{"$f":"IF($D315=\"Full\",'Failure Persistence Storage'!AB315,0)","v":0},{"$f":"IF($D315=\"Full\",'Failure Persistence Storage'!AE315,0)","v":0},{"$f":"IF($D315=\"Full\",'Failure Persistence Storage'!AF315,0)","v":0},{"$f":"IF($D315=\"Full\",'Failure Persistence Storage'!AI315,0)","v":0},{"$f":"IF($D315=\"Full\",'Failure Persistence Storage'!AJ315,0)","v":0},{"$f":"IF($D315=\"Full\",'Failure Persistence Storage'!AM315,0)","v":0},{"$f":"IF($D315=\"Full\",'Failure Persistence Storage'!AN315,0)","v":0},{"$f":"IF($D315=\"Full\",'Failure Persistence Storage'!AQ315,0)","v":0},{"$f":"IF($D315=\"Full\",'Failure Persistence Storage'!AR315,0)","v":0},{"$f":"IF($D315=\"Full\",'Failure Persistence Storage'!AU315,0)","v":0},{"$f":"IF($D315=\"Full\",'Failure Persistence Storage'!AV315,0)","v":0},{"$f":"IF($D315=\"Full\",'Failure Persistence Storage'!AY315,0)","v":0},{"$f":"IF($D315=\"Full\",'Failure Persistence Storage'!AZ315,0)","v":0},{"$f":"IF($D315=\"Full\",'Failure Persistence Storage'!BC315,0)","v":0},{"$f":"IF($D315=\"Full\",'Failure Persistence Storage'!BD315,0)","v":0},{"$f":"IF($D315=\"Full\",'Failure Persistence Storage'!BG315,0)","v":0},{"$f":"IF($D315=\"Full\",'Failure Persistence Storage'!BH315,0)","v":0},{"$f":"IF($D315=\"Full\",'Failure Persistence Storage'!BK315,0)","v":0},{"$f":"IF($D315=\"Full\",'Failure Persistence Storage'!BL315,0)","v":0},{"$f":"IF($D315=\"Full\",'Failure Persistence Storage'!BO315,0)","v":0},{"$f":"IF($D315=\"Full\",'Failure Persistence Storage'!BP315,0)","v":0},{"$f":"IF($D315=\"Full\",'Failure Persistence Storage'!BS315,0)","v":0},{"$f":"IF($D315=\"Full\",'Failure Persistence Storage'!BT315,0)","v":0},{"$f":"IF($D315=\"Full\",'Failure Persistence Storage'!BW315,0)","v":0},{"$f":"IF($D315=\"Full\",'Failure Persistence Storage'!BX315,0)","v":0},{"$f":"IF($D315=\"Full\",'Failure Persistence Storage'!CA315,0)","v":0},{"$f":"IF($D315=\"Full\",'Failure Persistence Storage'!CB315,0)","v":0},{"$f":"IF($D315=\"Full\",'Failure Persistence Storage'!CE315,0)","v":0},{"$f":"IF($D315=\"Full\",'Failure Persistence Storage'!CF315,0)","v":0},{"$f":"IF($D315=\"Full\",'Failure Persistence Storage'!CI315,0)","v":0},{"$f":"IF($D315=\"Full\",'Failure Persistence Storage'!CJ315,0)","v":0},{"$f":"IF($D315=\"Full\",'Failure Persistence Storage'!CM315,0)","v":0},{"$f":"IF($D315=\"Full\",'Failure Persistence Storage'!CN315,0)","v":0},{"$f":"IF($D315=\"Full\",'Failure Persistence Storage'!CQ315,0)","v":0},{"$f":"IF($D315=\"Full\",'Failure Persistence Storage'!CR315,0)","v":0},{"$f":"IF($D315=\"Full\",'Failure Persistence Storage'!CU315,0)","v":0},{"$f":"IF($D315=\"Full\",'Failure Persistence Storage'!CV315,0)","v":0},{"$f":"IF($D315=\"Full\",'Failure Persistence Storage'!CY315,0)","v":0},{"$f":"IF($D315=\"Full\",'Failure Persistence Storage'!CZ315,0)","v":0},{"$f":"IF($D315=\"Full\",'Failure Persistence Storage'!DC315,0)","v":0},{"$f":"IF($D315=\"Full\",'Failure Persistence Storage'!DD315,0)","v":0},{"$f":"IF($D315=\"Full\",'Failure Persistence Storage'!DG315,0)","v":0},{"$f":"IF($D315=\"Full\",'Failure Persistence Storage'!DH315,0)","v":0},{"$f":"IF($D315=\"Full\",'Failure Persistence Storage'!DK315,0)","v":0},{"$f":"IF($D315=\"Full\",'Failure Persistence Storage'!DL315,0)","v":0},{"$f":"IF($D315=\"Full\",'Failure Persistence Storage'!DO315,0)","v":0},{"$f":"IF($D315=\"Full\",'Failure Persistence Storage'!DP315,0)","v":0},{"$f":"IF($D315=\"Full\",'Failure Persistence Storage'!DS315,0)","v":0},{"$f":"IF($D315=\"Full\",'Failure Persistence Storage'!DT315,0)","v":0},{"$f":"IF($D315=\"Full\",'Failure Persistence Storage'!DW315,0)","v":0},{"$f":"IF($D315=\"Full\",'Failure Persistence Storage'!DX315,0)","v":0},{"$f":"IF($D315=\"Full\",'Failure Persistence Storage'!EA315,0)","v":0},{"$f":"IF($D315=\"Full\",'Failure Persistence Storage'!EB315,0)","v":0},{"$f":"IF($D315=\"Full\",'Failure Persistence Storage'!EE315,0)","v":0},{"$f":"IF($D315=\"Full\",'Failure Persistence Storage'!EF315,0)","v":0},{"$f":"IF($D315=\"Full\",'Failure Persistence Storage'!EI315,0)","v":0},{"$f":"IF($D315=\"Full\",'Failure Persistence Storage'!EJ315,0)","v":0},{"$f":"IF($D315=\"Full\",'Failure Persistence Storage'!EM315,0)","v":0},{"$f":"IF($D315=\"Full\",'Failure Persistence Storage'!EN315,0)","v":0},{"$f":"IF($D315=\"Full\",'Failure Persistence Storage'!EQ315,0)","v":0},{"$f":"IF($D315=\"Full\",'Failure Persistence Storage'!ER315,0)","v":0},{"$f":"IF($D315=\"Full\",'Failure Persistence Storage'!EU315,0)","v":0},{"$f":"IF($D315=\"Full\",'Failure Persistence Storage'!EV315,0)","v":0},{"$f":"IF($D315=\"Full\",'Failure Persistence Storage'!EY315,0)","v":0},{"$f":"IF($D315=\"Full\",'Failure Persistence Storage'!EZ315,0)","v":0},{"$f":"IF($D315=\"Full\",'Failure Persistence Storage'!FC315,0)","v":0},{"$f":"IF($D315=\"Full\",'Failure Persistence Storage'!FD315,0)","v":0},{"$f":"IF($D315=\"Full\",'Failure Persistence Storage'!FG315,0)","v":0},{"$f":"IF($D315=\"Full\",'Failure Persistence Storage'!FH315,0)","v":0},{"$f":"IF($D315=\"Full\",'Failure Persistence Storage'!FK315,0)","v":0},{"$f":"IF($D315=\"Full\",'Failure Persistence Storage'!FL315,0)","v":0},{"$f":"IF($D315=\"Full\",'Failure Persistence Storage'!FO315,0)","v":0},{"$f":"IF($D315=\"Full\",'Failure Persistence Storage'!FP315,0)","v":0},{"$f":"IF($D315=\"Full\",'Failure Persistence Storage'!FS315,0)","v":0},{"$f":"IF($D315=\"Full\",'Failure Persistence Storage'!FT315,0)","v":0},{"$f":"IF($D315=\"Full\",'Failure Persistence Storage'!FW315,0)","v":0},{"$f":"IF($D315=\"Full\",'Failure Persistence Storage'!FX315,0)","v":0},{"$f":"IF($D315=\"Full\",'Failure Persistence Storage'!GA315,0)","v":0},{"$f":"IF($D315=\"Full\",'Failure Persistence Storage'!GB315,0)","v":0},{"$f":"IF($D315=\"Full\",'Failure Persistence Storage'!GE315,0)","v":0},{"$f":"IF($D315=\"Full\",'Failure Persistence Storage'!GF315,0)","v":0},{"$f":"IF($D315=\"Full\",'Failure Persistence Storage'!GI315,0)","v":0},{"$f":"IF($D315=\"Full\",'Failure Persistence Storage'!GJ315,0)","v":0},{"$f":"IF($D315=\"Full\",'Failure Persistence Storage'!GM315,0)","v":0},{"$f":"IF($D315=\"Full\",'Failure Persistence Storage'!GN315,0)","v":0},{"$f":"IF($D315=\"Full\",'Failure Persistence Storage'!GQ315,0)","v":0},{"$f":"IF($D315=\"Full\",'Failure Persistence Storage'!GR315,0)","v":0},{"$f":"IF($D315=\"Full\",'Failure Persistence Storage'!GU315,0)","v":0},{"$f":"IF($D315=\"Full\",'Failure Persistence Storage'!GV315,0)","v":0},{"$f":"IF($D315=\"Full\",'Failure Persistence Storage'!GY315,0)","v":0},{"$f":"IF($D315=\"Full\",'Failure Persistence Storage'!GZ315,0)","v":0},{"$f":"IF($D315=\"Full\",'Failure Persistence Storage'!HC315,0)","v":0},{"$f":"IF($D315=\"Full\",'Failure Persistence Storage'!HD315,0)","v":0},{"$f":"IF($D315=\"Full\",'Failure Persistence Storage'!HG315,0)","v":0},{"$f":"IF($D315=\"Full\",'Failure Persistence Storage'!HH315,0)","v":0},{"$f":"IF($D315=\"Full\",'Failure Persistence Storage'!HK315,0)","v":0},{"$f":"IF($D315=\"Full\",'Failure Persistence Storage'!HL315,0)","v":0},{"$f":"IF($D315=\"Full\",'Failure Persistence Storage'!HO315,0)","v":0}]
[null,null,null,null,null,null,null,null,null,null,null,null,null,null,null,null,null,null,null,null,null,null,null,null,null,null,null," "," "," "," "," "," "," "," "," "," "," "," "," "," "," "," "," "," "," "," "," "," "," "," "," "," "," "," "," "," "," "," "," "," "," "," "," "," "," "," "," "," "," "," "," "," "," "," "," "," "," "," "," "," "," "," "," "," "," "," "," "," "," "," "," "," "," "," "," "," "," "," "," "," "," "," "," "," "," "," "," "," "," "," "," "," "," "," "," "," "," "," "," "," "," "," "," "," "," "," "," "," "," "," "," "," "," "," "," "," "," "," "," "," "," "," "," "," "," "," "," "," "," "," "," "," "," "," "," "," "," "," "," "," "," "," "," "," "," "," "," "," "," "," "," "," "," "," "," "," "," "," "," "," "," "," "," "," "," "," "," "," "," "," "," "," "," "," "," "," "," "," "," "," "," "," "," "," "," "," "," "," "," "," "," "," "," "," "," "," "," "," "," "," "," "," ",null,{"$f":"IF($D317=\"Full\",'Failure Persistence Storage'!AB317,0)","v":0},{"$f":"IF($D317=\"Full\",'Failure Persistence Storage'!AE317,0)","v":0},{"$f":"IF($D317=\"Full\",'Failure Persistence Storage'!AF317,0)","v":0},{"$f":"IF($D317=\"Full\",'Failure Persistence Storage'!AI317,0)","v":0},{"$f":"IF($D317=\"Full\",'Failure Persistence Storage'!AJ317,0)","v":0},{"$f":"IF($D317=\"Full\",'Failure Persistence Storage'!AM317,0)","v":0},{"$f":"IF($D317=\"Full\",'Failure Persistence Storage'!AN317,0)","v":0},{"$f":"IF($D317=\"Full\",'Failure Persistence Storage'!AQ317,0)","v":0},{"$f":"IF($D317=\"Full\",'Failure Persistence Storage'!AR317,0)","v":0},{"$f":"IF($D317=\"Full\",'Failure Persistence Storage'!AU317,0)","v":0},{"$f":"IF($D317=\"Full\",'Failure Persistence Storage'!AV317,0)","v":0},{"$f":"IF($D317=\"Full\",'Failure Persistence Storage'!AY317,0)","v":0},{"$f":"IF($D317=\"Full\",'Failure Persistence Storage'!AZ317,0)","v":0},{"$f":"IF($D317=\"Full\",'Failure Persistence Storage'!BC317,0)","v":0},{"$f":"IF($D317=\"Full\",'Failure Persistence Storage'!BD317,0)","v":0},{"$f":"IF($D317=\"Full\",'Failure Persistence Storage'!BG317,0)","v":0},{"$f":"IF($D317=\"Full\",'Failure Persistence Storage'!BH317,0)","v":0},{"$f":"IF($D317=\"Full\",'Failure Persistence Storage'!BK317,0)","v":0},{"$f":"IF($D317=\"Full\",'Failure Persistence Storage'!BL317,0)","v":0},{"$f":"IF($D317=\"Full\",'Failure Persistence Storage'!BO317,0)","v":0},{"$f":"IF($D317=\"Full\",'Failure Persistence Storage'!BP317,0)","v":0},{"$f":"IF($D317=\"Full\",'Failure Persistence Storage'!BS317,0)","v":0},{"$f":"IF($D317=\"Full\",'Failure Persistence Storage'!BT317,0)","v":0},{"$f":"IF($D317=\"Full\",'Failure Persistence Storage'!BW317,0)","v":0},{"$f":"IF($D317=\"Full\",'Failure Persistence Storage'!BX317,0)","v":0},{"$f":"IF($D317=\"Full\",'Failure Persistence Storage'!CA317,0)","v":0},{"$f":"IF($D317=\"Full\",'Failure Persistence Storage'!CB317,0)","v":0},{"$f":"IF($D317=\"Full\",'Failure Persistence Storage'!CE317,0)","v":0},{"$f":"IF($D317=\"Full\",'Failure Persistence Storage'!CF317,0)","v":0},{"$f":"IF($D317=\"Full\",'Failure Persistence Storage'!CI317,0)","v":0},{"$f":"IF($D317=\"Full\",'Failure Persistence Storage'!CJ317,0)","v":0},{"$f":"IF($D317=\"Full\",'Failure Persistence Storage'!CM317,0)","v":0},{"$f":"IF($D317=\"Full\",'Failure Persistence Storage'!CN317,0)","v":0},{"$f":"IF($D317=\"Full\",'Failure Persistence Storage'!CQ317,0)","v":0},{"$f":"IF($D317=\"Full\",'Failure Persistence Storage'!CR317,0)","v":0},{"$f":"IF($D317=\"Full\",'Failure Persistence Storage'!CU317,0)","v":0},{"$f":"IF($D317=\"Full\",'Failure Persistence Storage'!CV317,0)","v":0},{"$f":"IF($D317=\"Full\",'Failure Persistence Storage'!CY317,0)","v":0},{"$f":"IF($D317=\"Full\",'Failure Persistence Storage'!CZ317,0)","v":0},{"$f":"IF($D317=\"Full\",'Failure Persistence Storage'!DC317,0)","v":0},{"$f":"IF($D317=\"Full\",'Failure Persistence Storage'!DD317,0)","v":0},{"$f":"IF($D317=\"Full\",'Failure Persistence Storage'!DG317,0)","v":0},{"$f":"IF($D317=\"Full\",'Failure Persistence Storage'!DH317,0)","v":0},{"$f":"IF($D317=\"Full\",'Failure Persistence Storage'!DK317,0)","v":0},{"$f":"IF($D317=\"Full\",'Failure Persistence Storage'!DL317,0)","v":0},{"$f":"IF($D317=\"Full\",'Failure Persistence Storage'!DO317,0)","v":0},{"$f":"IF($D317=\"Full\",'Failure Persistence Storage'!DP317,0)","v":0},{"$f":"IF($D317=\"Full\",'Failure Persistence Storage'!DS317,0)","v":0},{"$f":"IF($D317=\"Full\",'Failure Persistence Storage'!DT317,0)","v":0},{"$f":"IF($D317=\"Full\",'Failure Persistence Storage'!DW317,0)","v":0},{"$f":"IF($D317=\"Full\",'Failure Persistence Storage'!DX317,0)","v":0},{"$f":"IF($D317=\"Full\",'Failure Persistence Storage'!EA317,0)","v":0},{"$f":"IF($D317=\"Full\",'Failure Persistence Storage'!EB317,0)","v":0},{"$f":"IF($D317=\"Full\",'Failure Persistence Storage'!EE317,0)","v":0},{"$f":"IF($D317=\"Full\",'Failure Persistence Storage'!EF317,0)","v":0},{"$f":"IF($D317=\"Full\",'Failure Persistence Storage'!EI317,0)","v":0},{"$f":"IF($D317=\"Full\",'Failure Persistence Storage'!EJ317,0)","v":0},{"$f":"IF($D317=\"Full\",'Failure Persistence Storage'!EM317,0)","v":0},{"$f":"IF($D317=\"Full\",'Failure Persistence Storage'!EN317,0)","v":0},{"$f":"IF($D317=\"Full\",'Failure Persistence Storage'!EQ317,0)","v":0},{"$f":"IF($D317=\"Full\",'Failure Persistence Storage'!ER317,0)","v":0},{"$f":"IF($D317=\"Full\",'Failure Persistence Storage'!EU317,0)","v":0},{"$f":"IF($D317=\"Full\",'Failure Persistence Storage'!EV317,0)","v":0},{"$f":"IF($D317=\"Full\",'Failure Persistence Storage'!EY317,0)","v":0},{"$f":"IF($D317=\"Full\",'Failure Persistence Storage'!EZ317,0)","v":0},{"$f":"IF($D317=\"Full\",'Failure Persistence Storage'!FC317,0)","v":0},{"$f":"IF($D317=\"Full\",'Failure Persistence Storage'!FD317,0)","v":0},{"$f":"IF($D317=\"Full\",'Failure Persistence Storage'!FG317,0)","v":0},{"$f":"IF($D317=\"Full\",'Failure Persistence Storage'!FH317,0)","v":0},{"$f":"IF($D317=\"Full\",'Failure Persistence Storage'!FK317,0)","v":0},{"$f":"IF($D317=\"Full\",'Failure Persistence Storage'!FL317,0)","v":0},{"$f":"IF($D317=\"Full\",'Failure Persistence Storage'!FO317,0)","v":0},{"$f":"IF($D317=\"Full\",'Failure Persistence Storage'!FP317,0)","v":0},{"$f":"IF($D317=\"Full\",'Failure Persistence Storage'!FS317,0)","v":0},{"$f":"IF($D317=\"Full\",'Failure Persistence Storage'!FT317,0)","v":0},{"$f":"IF($D317=\"Full\",'Failure Persistence Storage'!FW317,0)","v":0},{"$f":"IF($D317=\"Full\",'Failure Persistence Storage'!FX317,0)","v":0},{"$f":"IF($D317=\"Full\",'Failure Persistence Storage'!GA317,0)","v":0},{"$f":"IF($D317=\"Full\",'Failure Persistence Storage'!GB317,0)","v":0},{"$f":"IF($D317=\"Full\",'Failure Persistence Storage'!GE317,0)","v":0},{"$f":"IF($D317=\"Full\",'Failure Persistence Storage'!GF317,0)","v":0},{"$f":"IF($D317=\"Full\",'Failure Persistence Storage'!GI317,0)","v":0},{"$f":"IF($D317=\"Full\",'Failure Persistence Storage'!GJ317,0)","v":0},{"$f":"IF($D317=\"Full\",'Failure Persistence Storage'!GM317,0)","v":0},{"$f":"IF($D317=\"Full\",'Failure Persistence Storage'!GN317,0)","v":0},{"$f":"IF($D317=\"Full\",'Failure Persistence Storage'!GQ317,0)","v":0},{"$f":"IF($D317=\"Full\",'Failure Persistence Storage'!GR317,0)","v":0},{"$f":"IF($D317=\"Full\",'Failure Persistence Storage'!GU317,0)","v":0},{"$f":"IF($D317=\"Full\",'Failure Persistence Storage'!GV317,0)","v":0},{"$f":"IF($D317=\"Full\",'Failure Persistence Storage'!GY317,0)","v":0},{"$f":"IF($D317=\"Full\",'Failure Persistence Storage'!GZ317,0)","v":0},{"$f":"IF($D317=\"Full\",'Failure Persistence Storage'!HC317,0)","v":0},{"$f":"IF($D317=\"Full\",'Failure Persistence Storage'!HD317,0)","v":0},{"$f":"IF($D317=\"Full\",'Failure Persistence Storage'!HG317,0)","v":0},{"$f":"IF($D317=\"Full\",'Failure Persistence Storage'!HH317,0)","v":0},{"$f":"IF($D317=\"Full\",'Failure Persistence Storage'!HK317,0)","v":0},{"$f":"IF($D317=\"Full\",'Failure Persistence Storage'!HL317,0)","v":0},{"$f":"IF($D317=\"Full\",'Failure Persistence Storage'!HO317,0)","v":0}]
[null,null,null,null,null,null,null,null,null,null,null,null,null,null,null,null,null,null,null,null,null,null,null,null,null,null,null," ",{"$f":"IF($D320=0,\" \",1/AB320)","v":" "},{"$f":"IF($D320=0,\" \",IF(AB$37<5,$J320/5*AB$37,IF(AB$37<=90,MIN(($J320+($K320-$J320)/45*(AB$37-5)),$L320),$L320-($L320-MIN(($J320+($K320-$J320)/45*85),$L320))/5*(95-AB$37)))/AB320)","v":" "},{"$f":"IF($D320=0,\" \",AB320*AD320)","v":" "},{"$f":"IF($D320=0,\" \",1/($I320*(100-AF$37)/100))","v":" "},{"$f":"IF($D320=0,\" \",1/AF320)","v":" "},{"$f":"IF($D320=0,\" \",IF(AF$37<5,$J320/5*AF$37,IF(AF$37<=90,MIN(($J320+($K320-$J320)/45*(AF$37-5)),$L320),$L320-($L320-MIN(($J320+($K320-$J320)/45*85),$L320))/5*(95-AF$37)))/AF320)","v":" "},{"$f":"IF($D320=0,\" \",AF320*AH320)","v":" "}," ",{"$f":"IF($D320=0,\" \",1/AJ320)","v":" "},{"$f":"IF($D320=0,\" \",IF(AJ$37<5,$J320/5*AJ$37,IF(AJ$37<=90,MIN(($J320+($K320-$J320)/45*(AJ$37-5)),$L320),$L320-($L320-MIN(($J320+($K320-$J320)/45*85),$L320))/5*(95-AJ$37)))/AJ320)","v":" "},{"$f":"IF($D320=0,\" \",AJ320*AL320)","v":" "}," ",{"$f":"IF($D320=0,\" \",1/AN320)","v":" "},{"$f":"IF($D320=0,\" \",IF(AN$37<5,$J320/5*AN$37,IF(AN$37<=90,MIN(($J320+($K320-$J320)/45*(AN$37-5)),$L320),$L320-($L320-MIN(($J320+($K320-$J320)/45*85),$L320))/5*(95-AN$37)))/AN320)","v":" "},{"$f":"IF($D320=0,\" \",AN320*AP320)","v":" "}," ",{"$f":"IF($D320=0,\" \",1/AR320)","v":" "},{"$f":"IF($D320=0,\" \",IF(AR$37<5,$J320/5*AR$37,IF(AR$37<=90,MIN(($J320+($K320-$J320)/45*(AR$37-5)),$L320),$L320-($L320-MIN(($J320+($K320-$J320)/45*85),$L320))/5*(95-AR$37)))/AR320)","v":" "},{"$f":"IF($D320=0,\" \",AR320*AT320)","v":" "}," ",{"$f":"IF($D320=0,\" \",1/AV320)","v":" "},{"$f":"IF($D320=0,\" \",IF(AV$37<5,$J320/5*AV$37,IF(AV$37<=90,MIN(($J320+($K320-$J320)/45*(AV$37-5)),$L320),$L320-($L320-MIN(($J320+($K320-$J320)/45*85),$L320))/5*(95-AV$37)))/AV320)","v":" "},{"$f":"IF($D320=0,\" \",AV320*AX320)","v":" "}," ",{"$f":"IF($D320=0,\" \",1/AZ320)","v":" "},{"$f":"IF($D320=0,\" \",IF(AZ$37<5,$J320/5*AZ$37,IF(AZ$37<=90,MIN(($J320+($K320-$J320)/45*(AZ$37-5)),$L320),$L320-($L320-MIN(($J320+($K320-$J320)/45*85),$L320))/5*(95-AZ$37)))/AZ320)","v":" "},{"$f":"IF($D320=0,\" \",AZ320*BB320)","v":" "}," ",{"$f":"IF($D320=0,\" \",1/BD320)","v":" "},{"$f":"IF($D320=0,\" \",IF(BD$37<5,$J320/5*BD$37,IF(BD$37<=90,MIN(($J320+($K320-$J320)/45*(BD$37-5)),$L320),$L320-($L320-MIN(($J320+($K320-$J320)/45*85),$L320))/5*(95-BD$37)))/BD320)","v":" "},{"$f":"IF($D320=0,\" \",BD320*BF320)","v":" "}," ",{"$f":"IF($D320=0,\" \",1/BH320)","v":" "},{"$f":"IF($D320=0,\" \",IF(BH$37<5,$J320/5*BH$37,IF(BH$37<=90,MIN(($J320+($K320-$J320)/45*(BH$37-5)),$L320),$L320-($L320-MIN(($J320+($K320-$J320)/45*85),$L320))/5*(95-BH$37)))/BH320)","v":" "},{"$f":"IF($D320=0,\" \",BH320*BJ320)","v":" "}," ",{"$f":"IF($D320=0,\" \",1/BL320)","v":" "},{"$f":"IF($D320=0,\" \",IF(BL$37<5,$J320/5*BL$37,IF(BL$37<=90,MIN(($J320+($K320-$J320)/45*(BL$37-5)),$L320),$L320-($L320-MIN(($J320+($K320-$J320)/45*85),$L320))/5*(95-BL$37)))/BL320)","v":" "},{"$f":"IF($D320=0,\" \",BL320*BN320)","v":" "}," ",{"$f":"IF($D320=0,\" \",1/BP320)","v":" "},{"$f":"IF($D320=0,\" \",IF(BP$37<5,$J320/5*BP$37,IF(BP$37<=90,MIN(($J320+($K320-$J320)/45*(BP$37-5)),$L320),$L320-($L320-MIN(($J320+($K320-$J320)/45*85),$L320))/5*(95-BP$37)))/BP320)","v":" "},{"$f":"IF($D320=0,\" \",BP320*BR320)","v":" "}," ",{"$f":"IF($D320=0,\" \",1/BT320)","v":" "},{"$f":"IF($D320=0,\" \",IF(BT$37<5,$J320/5*BT$37,IF(BT$37<=90,MIN(($J320+($K320-$J320)/45*(BT$37-5)),$L320),$L320-($L320-MIN(($J320+($K320-$J320)/45*85),$L320))/5*(95-BT$37)))/BT320)","v":" "},{"$f":"IF($D320=0,\" \",BT320*BV320)","v":" "}," ",{"$f":"IF($D320=0,\" \",1/BX320)","v":" "},{"$f":"IF($D320=0,\" \",IF(BX$37<5,$J320/5*BX$37,IF(BX$37<=90,MIN(($J320+($K320-$J320)/45*(BX$37-5)),$L320),$L320-($L320-MIN(($J320+($K320-$J320)/45*85),$L320))/5*(95-BX$37)))/BX320)","v":" "},{"$f":"IF($D320=0,\" \",BX320*BZ320)","v":" "}," ",{"$f":"IF($D320=0,\" \",1/CB320)","v":" "},{"$f":"IF($D320=0,\" \",IF(CB$37<5,$J320/5*CB$37,IF(CB$37<=90,MIN(($J320+($K320-$J320)/45*(CB$37-5)),$L320),$L320-($L320-MIN(($J320+($K320-$J320)/45*85),$L320))/5*(95-CB$37)))/CB320)","v":" "},{"$f":"IF($D320=0,\" \",CB320*CD320)","v":" "}," ",{"$f":"IF($D320=0,\" \",1/CF320)","v":" "},{"$f":"IF($D320=0,\" \",IF(CF$37<5,$J320/5*CF$37,IF(CF$37<=90,MIN(($J320+($K320-$J320)/45*(CF$37-5)),$L320),$L320-($L320-MIN(($J320+($K320-$J320)/45*85),$L320))/5*(95-CF$37)))/CF320)","v":" "},{"$f":"IF($D320=0,\" \",CF320*CH320)","v":" "}," ",{"$f":"IF($D320=0,\" \",1/CJ320)","v":" "},{"$f":"IF($D320=0,\" \",IF(CJ$37<5,$J320/5*CJ$37,IF(CJ$37<=90,MIN(($J320+($K320-$J320)/45*(CJ$37-5)),$L320),$L320-($L320-MIN(($J320+($K320-$J320)/45*85),$L320))/5*(95-CJ$37)))/CJ320)","v":" "},{"$f":"IF($D320=0,\" \",CJ320*CL320)","v":" "}," ",{"$f":"IF($D320=0,\" \",1/CN320)","v":" "},{"$f":"IF($D320=0,\" \",IF(CN$37<5,$J320/5*CN$37,IF(CN$37<=90,MIN(($J320+($K320-$J320)/45*(CN$37-5)),$L320),$L320-($L320-MIN(($J320+($K320-$J320)/45*85),$L320))/5*(95-CN$37)))/CN320)","v":" "},{"$f":"IF($D320=0,\" \",CN320*CP320)","v":" "},{"$f":"IF($D320=0,\" \",1/($I320*(100-CR$37)/100))","v":" "},{"$f":"IF($D320=0,\" \",1/CR320)","v":" "},{"$f":"IF($D320=0,\" \",IF(CR$37<5,$J320/5*CR$37,IF(CR$37<=90,MIN(($J320+($K320-$J320)/45*(CR$37-5)),$L320),$L320-($L320-MIN(($J320+($K320-$J320)/45*85),$L320))/5*(95-CR$37)))/CR320)","v":" "},{"$f":"IF($D320=0,\" \",CR320*CT320)","v":" "}," ",{"$f":"IF($D320=0,\" \",1/CV320)","v":" "},{"$f":"IF($D320=0,\" \",IF(CV$37<5,$J320/5*CV$37,IF(CV$37<=90,MIN(($J320+($K320-$J320)/45*(CV$37-5)),$L320),$L320-($L320-MIN(($J320+($K320-$J320)/45*85),$L320))/5*(95-CV$37)))/CV320)","v":" "},{"$f":"IF($D320=0,\" \",CV320*CX320)","v":" "}," ",{"$f":"IF($D320=0,\" \",1/CZ320)","v":" "},{"$f":"IF($D320=0,\" \",IF(CZ$37<5,$J320/5*CZ$37,IF(CZ$37<=90,MIN(($J320+($K320-$J320)/45*(CZ$37-5)),$L320),$L320-($L320-MIN(($J320+($K320-$J320)/45*85),$L320))/5*(95-CZ$37)))/CZ320)","v":" "},{"$f":"IF($D320=0,\" \",CZ320*DB320)","v":" "}," ",{"$f":"IF($D320=0,\" \",1/DD320)","v":" "},{"$f":"IF($D320=0,\" \",IF(DD$37<5,$J320/5*DD$37,IF(DD$37<=90,MIN(($J320+($K320-$J320)/45*(DD$37-5)),$L320),$L320-($L320-MIN(($J320+($K320-$J320)/45*85),$L320))/5*(95-DD$37)))/DD320)","v":" "},{"$f":"IF($D320=0,\" \",DD320*DF320)","v":" "}," ",{"$f":"IF($D320=0,\" \",1/DH320)","v":" "},{"$f":"IF($D320=0,\" \",IF(DH$37<5,$J320/5*DH$37,IF(DH$37<=90,MIN(($J320+($K320-$J320)/45*(DH$37-5)),$L320),$L320-($L320-MIN(($J320+($K320-$J320)/45*85),$L320))/5*(95-DH$37)))/DH320)","v":" "},{"$f":"IF($D320=0,\" \",DH320*DJ320)","v":" "}," ",{"$f":"IF($D320=0,\" \",1/DL320)","v":" "},{"$f":"IF($D320=0,\" \",IF(DL$37<5,$J320/5*DL$37,IF(DL$37<=90,MIN(($J320+($K320-$J320)/45*(DL$37-5)),$L320),$L320-($L320-MIN(($J320+($K320-$J320)/45*85),$L320))/5*(95-DL$37)))/DL320)","v":" "},{"$f":"IF($D320=0,\" \",DL320*DN320)","v":" "}," ",{"$f":"IF($D320=0,\" \",1/DP320)","v":" "},{"$f":"IF($D320=0,\" \",IF(DP$37<5,$J320/5*DP$37,IF(DP$37<=90,MIN(($J320+($K320-$J320)/45*(DP$37-5)),$L320),$L320-($L320-MIN(($J320+($K320-$J320)/45*85),$L320))/5*(95-DP$37)))/DP320)","v":" "},{"$f":"IF($D320=0,\" \",DP320*DR320)","v":" "}," ",{"$f":"IF($D320=0,\" \",1/DT320)","v":" "},{"$f":"IF($D320=0,\" \",IF(DT$37<5,$J320/5*DT$37,IF(DT$37<=90,MIN(($J320+($K320-$J320)/45*(DT$37-5)),$L320),$L320-($L320-MIN(($J320+($K320-$J320)/45*85),$L320))/5*(95-DT$37)))/DT320)","v":" "},{"$f":"IF($D320=0,\" \",DT320*DV320)","v":" "}," ",{"$f":"IF($D320=0,\" \",1/DX320)","v":" "},{"$f":"IF($D320=0,\" \",IF(DX$37<5,$J320/5*DX$37,IF(DX$37<=90,MIN(($J320+($K320-$J320)/45*(DX$37-5)),$L320),$L320-($L320-MIN(($J320+($K320-$J320)/45*85),$L320))/5*(95-DX$37)))/DX320)","v":" "},{"$f":"IF($D320=0,\" \",DX320*DZ320)","v":" "}," ",{"$f":"IF($D320=0,\" \",1/EB320)","v":" "},{"$f":"IF($D320=0,\" \",IF(EB$37<5,$J320/5*EB$37,IF(EB$37<=90,MIN(($J320+($K320-$J320)/45*(EB$37-5)),$L320),$L320-($L320-MIN(($J320+($K320-$J320)/45*85),$L320))/5*(95-EB$37)))/EB320)","v":" "},{"$f":"IF($D320=0,\" \",EB320*ED320)","v":" "}," ",{"$f":"IF($D320=0,\" \",1/EF320)","v":" "},{"$f":"IF($D320=0,\" \",IF(EF$37<5,$J320/5*EF$37,IF(EF$37<=90,MIN(($J320+($K320-$J320)/45*(EF$37-5)),$L320),$L320-($L320-MIN(($J320+($K320-$J320)/45*85),$L320))/5*(95-EF$37)))/EF320)","v":" "},{"$f":"IF($D320=0,\" \",EF320*EH320)","v":" "}," ",{"$f":"IF($D320=0,\" \",1/EJ320)","v":" "},{"$f":"IF($D320=0,\" \",IF(EJ$37<5,$J320/5*EJ$37,IF(EJ$37<=90,MIN(($J320+($K320-$J320)/45*(EJ$37-5)),$L320),$L320-($L320-MIN(($J320+($K320-$J320)/45*85),$L320))/5*(95-EJ$37)))/EJ320)","v":" "},{"$f":"IF($D320=0,\" \",EJ320*EL320)","v":" "}," ",{"$f":"IF($D320=0,\" \",1/EN320)","v":" "},{"$f":"IF($D320=0,\" \",IF(EN$37<5,$J320/5*EN$37,IF(EN$37<=90,MIN(($J320+($K320-$J320)/45*(EN$37-5)),$L320),$L320-($L320-MIN(($J320+($K320-$J320)/45*85),$L320))/5*(95-EN$37)))/EN320)","v":" "},{"$f":"IF($D320=0,\" \",EN320*EP320)","v":" "}," ",{"$f":"IF($D320=0,\" \",1/ER320)","v":" "},{"$f":"IF($D320=0,\" \",IF(ER$37<5,$J320/5*ER$37,IF(ER$37<=90,MIN(($J320+($K320-$J320)/45*(ER$37-5)),$L320),$L320-($L320-MIN(($J320+($K320-$J320)/45*85),$L320))/5*(95-ER$37)))/ER320)","v":" "},{"$f":"IF($D320=0,\" \",ER320*ET320)","v":" "}," ",{"$f":"IF($D320=0,\" \",1/EV320)","v":" "},{"$f":"IF($D320=0,\" \",IF(EV$37<5,$J320/5*EV$37,IF(EV$37<=90,MIN(($J320+($K320-$J320)/45*(EV$37-5)),$L320),$L320-($L320-MIN(($J320+($K320-$J320)/45*85),$L320))/5*(95-EV$37)))/EV320)","v":" "},{"$f":"IF($D320=0,\" \",EV320*EX320)","v":" "}," ",{"$f":"IF($D320=0,\" \",1/EZ320)","v":" "},{"$f":"IF($D320=0,\" \",IF(EZ$37<5,$J320/5*EZ$37,IF(EZ$37<=90,MIN(($J320+($K320-$J320)/45*(EZ$37-5)),$L320),$L320-($L320-MIN(($J320+($K320-$J320)/45*85),$L320))/5*(95-EZ$37)))/EZ320)","v":" "},{"$f":"IF($D320=0,\" \",EZ320*FB320)","v":" "},{"$f":"IF($D320=0,\" \",1/($I320*(100-FD$37)/100))","v":" "},{"$f":"IF($D320=0,\" \",1/FD320)","v":" "},{"$f":"IF($D320=0,\" \",IF(FD$37<5,$J320/5*FD$37,IF(FD$37<=90,MIN(($J320+($K320-$J320)/45*(FD$37-5)),$L320),$L320-($L320-MIN(($J320+($K320-$J320)/45*85),$L320))/5*(95-FD$37)))/FD320)","v":" "},{"$f":"IF($D320=0,\" \",FD320*FF320)","v":" "}," ",{"$f":"IF($D320=0,\" \",1/FH320)","v":" "},{"$f":"IF($D320=0,\" \",IF(FH$37<5,$J320/5*FH$37,IF(FH$37<=90,MIN(($J320+($K320-$J320)/45*(FH$37-5)),$L320),$L320-($L320-MIN(($J320+($K320-$J320)/45*85),$L320))/5*(95-FH$37)))/FH320)","v":" "},{"$f":"IF($D320=0,\" \",FH320*FJ320)","v":" "}," ",{"$f":"IF($D320=0,\" \",1/FL320)","v":" "},{"$f":"IF($D320=0,\" \",IF(FL$37<5,$J320/5*FL$37,IF(FL$37<=90,MIN(($J320+($K320-$J320)/45*(FL$37-5)),$L320),$L320-($L320-MIN(($J320+($K320-$J320)/45*85),$L320))/5*(95-FL$37)))/FL320)","v":" "},{"$f":"IF($D320=0,\" \",FL320*FN320)","v":" "}," ",{"$f":"IF($D320=0,\" \",1/FP320)","v":" "},{"$f":"IF($D320=0,\" \",IF(FP$37<5,$J320/5*FP$37,IF(FP$37<=90,MIN(($J320+($K320-$J320)/45*(FP$37-5)),$L320),$L320-($L320-MIN(($J320+($K320-$J320)/45*85),$L320))/5*(95-FP$37)))/FP320)","v":" "},{"$f":"IF($D320=0,\" \",FP320*FR320)","v":" "}," ",{"$f":"IF($D320=0,\" \",1/FT320)","v":" "},{"$f":"IF($D320=0,\" \",IF(FT$37<5,$J320/5*FT$37,IF(FT$37<=90,MIN(($J320+($K320-$J320)/45*(FT$37-5)),$L320),$L320-($L320-MIN(($J320+($K320-$J320)/45*85),$L320))/5*(95-FT$37)))/FT320)","v":" "},{"$f":"IF($D320=0,\" \",FT320*FV320)","v":" "}," ",{"$f":"IF($D320=0,\" \",1/FX320)","v":" "},{"$f":"IF($D320=0,\" \",IF(FX$37<5,$J320/5*FX$37,IF(FX$37<=90,MIN(($J320+($K320-$J320)/45*(FX$37-5)),$L320),$L320-($L320-MIN(($J320+($K320-$J320)/45*85),$L320))/5*(95-FX$37)))/FX320)","v":" "},{"$f":"IF($D320=0,\" \",FX320*FZ320)","v":" "}," ",{"$f":"IF($D320=0,\" \",1/GB320)","v":" "},{"$f":"IF($D320=0,\" \",IF(GB$37<5,$J320/5*GB$37,IF(GB$37<=90,MIN(($J320+($K320-$J320)/45*(GB$37-5)),$L320),$L320-($L320-MIN(($J320+($K320-$J320)/45*85),$L320))/5*(95-GB$37)))/GB320)","v":" "},{"$f":"IF($D320=0,\" \",GB320*GD320)","v":" "}," ",{"$f":"IF($D320=0,\" \",1/GF320)","v":" "},{"$f":"IF($D320=0,\" \",IF(GF$37<5,$J320/5*GF$37,IF(GF$37<=90,MIN(($J320+($K320-$J320)/45*(GF$37-5)),$L320),$L320-($L320-MIN(($J320+($K320-$J320)/45*85),$L320))/5*(95-GF$37)))/GF320)","v":" "},{"$f":"IF($D320=0,\" \",GF320*GH320)","v":" "}," ",{"$f":"IF($D320=0,\" \",1/GJ320)","v":" "},{"$f":"IF($D320=0,\" \",IF(GJ$37<5,$J320/5*GJ$37,IF(GJ$37<=90,MIN(($J320+($K320-$J320)/45*(GJ$37-5)),$L320),$L320-($L320-MIN(($J320+($K320-$J320)/45*85),$L320))/5*(95-GJ$37)))/GJ320)","v":" "},{"$f":"IF($D320=0,\" \",GJ320*GL320)","v":" "}," ",{"$f":"IF($D320=0,\" \",1/GN320)","v":" "},{"$f":"IF($D320=0,\" \",IF(GN$37<5,$J320/5*GN$37,IF(GN$37<=90,MIN(($J320+($K320-$J320)/45*(GN$37-5)),$L320),$L320-($L320-MIN(($J320+($K320-$J320)/45*85),$L320))/5*(95-GN$37)))/GN320)","v":" "},{"$f":"IF($D320=0,\" \",GN320*GP320)","v":" "}," ",{"$f":"IF($D320=0,\" \",1/GR320)","v":" "},{"$f":"IF($D320=0,\" \",IF(GR$37<5,$J320/5*GR$37,IF(GR$37<=90,MIN(($J320+($K320-$J320)/45*(GR$37-5)),$L320),$L320-($L320-MIN(($J320+($K320-$J320)/45*85),$L320))/5*(95-GR$37)))/GR320)","v":" "},{"$f":"IF($D320=0,\" \",GR320*GT320)","v":" "}," ",{"$f":"IF($D320=0,\" \",1/GV320)","v":" "},{"$f":"IF($D320=0,\" \",IF(GV$37<5,$J320/5*GV$37,IF(GV$37<=90,MIN(($J320+($K320-$J320)/45*(GV$37-5)),$L320),$L320-($L320-MIN(($J320+($K320-$J320)/45*85),$L320))/5*(95-GV$37)))/GV320)","v":" "},{"$f":"IF($D320=0,\" \",GV320*GX320)","v":" "}," ",{"$f":"IF($D320=0,\" \",1/GZ320)","v":" "},{"$f":"IF($D320=0,\" \",IF(GZ$37<5,$J320/5*GZ$37,IF(GZ$37<=90,MIN(($J320+($K320-$J320)/45*(GZ$37-5)),$L320),$L320-($L320-MIN(($J320+($K320-$J320)/45*85),$L320))/5*(95-GZ$37)))/GZ320)","v":" "},{"$f":"IF($D320=0,\" \",GZ320*HB320)","v":" "}," ",{"$f":"IF($D320=0,\" \",1/HD320)","v":" "},{"$f":"IF($D320=0,\" \",IF(HD$37<5,$J320/5*HD$37,IF(HD$37<=90,MIN(($J320+($K320-$J320)/45*(HD$37-5)),$L320),$L320-($L320-MIN(($J320+($K320-$J320)/45*85),$L320))/5*(95-HD$37)))/HD320)","v":" "},{"$f":"IF($D320=0,\" \",HD320*HF320)","v":" "}," ",{"$f":"IF($D320=0,\" \",1/HH320)","v":" "},{"$f":"IF($D320=0,\" \",IF(HH$37<5,$J320/5*HH$37,IF(HH$37<=90,MIN(($J320+($K320-$J320)/45*(HH$37-5)),$L320),$L320-($L320-MIN(($J320+($K320-$J320)/45*85),$L320))/5*(95-HH$37)))/HH320)","v":" "},{"$f":"IF($D320=0,\" \",HH320*HJ320)","v":" "}," ",{"$f":"IF($D320=0,\" \",1/HL320)","v":" "},{"$f":"IF($D320=0,\" \",IF(HL$37<5,$J320/5*HL$37,IF(HL$37<=90,MIN(($J320+($K320-$J320)/45*(HL$37-5)),$L320),$L320-($L320-MIN(($J320+($K320-$J320)/45*85),$L320))/5*(95-HL$37)))/HL320)","v":" "},{"$f":"IF($D320=0,\" \",HL320*HN320)","v":" "},null,{"$f":"IF($D320=\"Full\",'Failure Persistence Storage'!AB320,0)","v":0},{"$f":"IF($D320=\"Full\",'Failure Persistence Storage'!AE320,0)","v":0},{"$f":"IF($D320=\"Full\",'Failure Persistence Storage'!AF320,0)","v":0},{"$f":"IF($D320=\"Full\",'Failure Persistence Storage'!AI320,0)","v":0},{"$f":"IF($D320=\"Full\",'Failure Persistence Storage'!AJ320,0)","v":0},{"$f":"IF($D320=\"Full\",'Failure Persistence Storage'!AM320,0)","v":0},{"$f":"IF($D320=\"Full\",'Failure Persistence Storage'!AN320,0)","v":0},{"$f":"IF($D320=\"Full\",'Failure Persistence Storage'!AQ320,0)","v":0},{"$f":"IF($D320=\"Full\",'Failure Persistence Storage'!AR320,0)","v":0},{"$f":"IF($D320=\"Full\",'Failure Persistence Storage'!AU320,0)","v":0},{"$f":"IF($D320=\"Full\",'Failure Persistence Storage'!AV320,0)","v":0},{"$f":"IF($D320=\"Full\",'Failure Persistence Storage'!AY320,0)","v":0},{"$f":"IF($D320=\"Full\",'Failure Persistence Storage'!AZ320,0)","v":0},{"$f":"IF($D320=\"Full\",'Failure Persistence Storage'!BC320,0)","v":0},{"$f":"IF($D320=\"Full\",'Failure Persistence Storage'!BD320,0)","v":0},{"$f":"IF($D320=\"Full\",'Failure Persistence Storage'!BG320,0)","v":0},{"$f":"IF($D320=\"Full\",'Failure Persistence Storage'!BH320,0)","v":0},{"$f":"IF($D320=\"Full\",'Failure Persistence Storage'!BK320,0)","v":0},{"$f":"IF($D320=\"Full\",'Failure Persistence Storage'!BL320,0)","v":0},{"$f":"IF($D320=\"Full\",'Failure Persistence Storage'!BO320,0)","v":0},{"$f":"IF($D320=\"Full\",'Failure Persistence Storage'!BP320,0)","v":0},{"$f":"IF($D320=\"Full\",'Failure Persistence Storage'!BS320,0)","v":0},{"$f":"IF($D320=\"Full\",'Failure Persistence Storage'!BT320,0)","v":0},{"$f":"IF($D320=\"Full\",'Failure Persistence Storage'!BW320,0)","v":0},{"$f":"IF($D320=\"Full\",'Failure Persistence Storage'!BX320,0)","v":0},{"$f":"IF($D320=\"Full\",'Failure Persistence Storage'!CA320,0)","v":0},{"$f":"IF($D320=\"Full\",'Failure Persistence Storage'!CB320,0)","v":0},{"$f":"IF($D320=\"Full\",'Failure Persistence Storage'!CE320,0)","v":0},{"$f":"IF($D320=\"Full\",'Failure Persistence Storage'!CF320,0)","v":0},{"$f":"IF($D320=\"Full\",'Failure Persistence Storage'!CI320,0)","v":0},{"$f":"IF($D320=\"Full\",'Failure Persistence Storage'!CJ320,0)","v":0},{"$f":"IF($D320=\"Full\",'Failure Persistence Storage'!CM320,0)","v":0},{"$f":"IF($D320=\"Full\",'Failure Persistence Storage'!CN320,0)","v":0},{"$f":"IF($D320=\"Full\",'Failure Persistence Storage'!CQ320,0)","v":0},{"$f":"IF($D320=\"Full\",'Failure Persistence Storage'!CR320,0)","v":0},{"$f":"IF($D320=\"Full\",'Failure Persistence Storage'!CU320,0)","v":0},{"$f":"IF($D320=\"Full\",'Failure Persistence Storage'!CV320,0)","v":0},{"$f":"IF($D320=\"Full\",'Failure Persistence Storage'!CY320,0)","v":0},{"$f":"IF($D320=\"Full\",'Failure Persistence Storage'!CZ320,0)","v":0},{"$f":"IF($D320=\"Full\",'Failure Persistence Storage'!DC320,0)","v":0},{"$f":"IF($D320=\"Full\",'Failure Persistence Storage'!DD320,0)","v":0},{"$f":"IF($D320=\"Full\",'Failure Persistence Storage'!DG320,0)","v":0},{"$f":"IF($D320=\"Full\",'Failure Persistence Storage'!DH320,0)","v":0},{"$f":"IF($D320=\"Full\",'Failure Persistence Storage'!DK320,0)","v":0},{"$f":"IF($D320=\"Full\",'Failure Persistence Storage'!DL320,0)","v":0},{"$f":"IF($D320=\"Full\",'Failure Persistence Storage'!DO320,0)","v":0},{"$f":"IF($D320=\"Full\",'Failure Persistence Storage'!DP320,0)","v":0},{"$f":"IF($D320=\"Full\",'Failure Persistence Storage'!DS320,0)","v":0},{"$f":"IF($D320=\"Full\",'Failure Persistence Storage'!DT320,0)","v":0},{"$f":"IF($D320=\"Full\",'Failure Persistence Storage'!DW320,0)","v":0},{"$f":"IF($D320=\"Full\",'Failure Persistence Storage'!DX320,0)","v":0},{"$f":"IF($D320=\"Full\",'Failure Persistence Storage'!EA320,0)","v":0},{"$f":"IF($D320=\"Full\",'Failure Persistence Storage'!EB320,0)","v":0},{"$f":"IF($D320=\"Full\",'Failure Persistence Storage'!EE320,0)","v":0},{"$f":"IF($D320=\"Full\",'Failure Persistence Storage'!EF320,0)","v":0},{"$f":"IF($D320=\"Full\",'Failure Persistence Storage'!EI320,0)","v":0},{"$f":"IF($D320=\"Full\",'Failure Persistence Storage'!EJ320,0)","v":0},{"$f":"IF($D320=\"Full\",'Failure Persistence Storage'!EM320,0)","v":0},{"$f":"IF($D320=\"Full\",'Failure Persistence Storage'!EN320,0)","v":0},{"$f":"IF($D320=\"Full\",'Failure Persistence Storage'!EQ320,0)","v":0},{"$f":"IF($D320=\"Full\",'Failure Persistence Storage'!ER320,0)","v":0},{"$f":"IF($D320=\"Full\",'Failure Persistence Storage'!EU320,0)","v":0},{"$f":"IF($D320=\"Full\",'Failure Persistence Storage'!EV320,0)","v":0},{"$f":"IF($D320=\"Full\",'Failure Persistence Storage'!EY320,0)","v":0},{"$f":"IF($D320=\"Full\",'Failure Persistence Storage'!EZ320,0)","v":0},{"$f":"IF($D320=\"Full\",'Failure Persistence Storage'!FC320,0)","v":0},{"$f":"IF($D320=\"Full\",'Failure Persistence Storage'!FD320,0)","v":0},{"$f":"IF($D320=\"Full\",'Failure Persistence Storage'!FG320,0)","v":0},{"$f":"IF($D320=\"Full\",'Failure Persistence Storage'!FH320,0)","v":0},{"$f":"IF($D320=\"Full\",'Failure Persistence Storage'!FK320,0)","v":0},{"$f":"IF($D320=\"Full\",'Failure Persistence Storage'!FL320,0)","v":0},{"$f":"IF($D320=\"Full\",'Failure Persistence Storage'!FO320,0)","v":0},{"$f":"IF($D320=\"Full\",'Failure Persistence Storage'!FP320,0)","v":0},{"$f":"IF($D320=\"Full\",'Failure Persistence Storage'!FS320,0)","v":0},{"$f":"IF($D320=\"Full\",'Failure Persistence Storage'!FT320,0)","v":0},{"$f":"IF($D320=\"Full\",'Failure Persistence Storage'!FW320,0)","v":0},{"$f":"IF($D320=\"Full\",'Failure Persistence Storage'!FX320,0)","v":0},{"$f":"IF($D320=\"Full\",'Failure Persistence Storage'!GA320,0)","v":0},{"$f":"IF($D320=\"Full\",'Failure Persistence Storage'!GB320,0)","v":0},{"$f":"IF($D320=\"Full\",'Failure Persistence Storage'!GE320,0)","v":0},{"$f":"IF($D320=\"Full\",'Failure Persistence Storage'!GF320,0)","v":0},{"$f":"IF($D320=\"Full\",'Failure Persistence Storage'!GI320,0)","v":0},{"$f":"IF($D320=\"Full\",'Failure Persistence Storage'!GJ320,0)","v":0},{"$f":"IF($D320=\"Full\",'Failure Persistence Storage'!GM320,0)","v":0},{"$f":"IF($D320=\"Full\",'Failure Persistence Storage'!GN320,0)","v":0},{"$f":"IF($D320=\"Full\",'Failure Persistence Storage'!GQ320,0)","v":0},{"$f":"IF($D320=\"Full\",'Failure Persistence Storage'!GR320,0)","v":0},{"$f":"IF($D320=\"Full\",'Failure Persistence Storage'!GU320,0)","v":0},{"$f":"IF($D320=\"Full\",'Failure Persistence Storage'!GV320,0)","v":0},{"$f":"IF($D320=\"Full\",'Failure Persistence Storage'!GY320,0)","v":0},{"$f":"IF($D320=\"Full\",'Failure Persistence Storage'!GZ320,0)","v":0},{"$f":"IF($D320=\"Full\",'Failure Persistence Storage'!HC320,0)","v":0},{"$f":"IF($D320=\"Full\",'Failure Persistence Storage'!HD320,0)","v":0},{"$f":"IF($D320=\"Full\",'Failure Persistence Storage'!HG320,0)","v":0},{"$f":"IF($D320=\"Full\",'Failure Persistence Storage'!HH320,0)","v":0},{"$f":"IF($D320=\"Full\",'Failure Persistence Storage'!HK320,0)","v":0},{"$f":"IF($D320=\"Full\",'Failure Persistence Storage'!HL320,0)","v":0},{"$f":"IF($D320=\"Full\",'Failure Persistence Storage'!HO320,0)","v":0}]
[null,null,null,null,null,null,null,null,null,null,null,null,null,null,null,null,null,null,null,null,null,null,null,null,null,null,null," "," "," "," "," "," "," "," "," "," "," "," "," "," "," "," "," "," "," "," "," "," "," "," "," "," "," "," "," "," "," "," "," "," "," "," "," "," "," "," "," "," "," "," "," "," "," "," "," "," "," "," "," "," "," "," "," "," "," "," "," "," "," "," "," "," "," "," "," "," "," "," "," "," "," "," "," "," "," "," "," "," "," "," "," "," "," "," "," "," "," "," "," "," "," "," "," "," "," "," "," "," "," "," "," "," "," "," "," "," "," "," "," "," "," "," "," "," "," "," "," "," "," "," "," "," "," "," "," "," "," "," "," "," "," "," "," "," "," "," "," "," "," "," "," "," "," "," "," "," "," "," "," "," "," "," "," "," "," "," "," "," "," "," "," "," "," "," "," "," "," "," "," "," "," "," "," "," "," "," "," "," "," "," "," "," "," "," "," "," "," "," "," "," "," "," ",null,{"$f":"IF($D325=\"Full\",'Failure Persistence Storage'!AB325,0)","v":0},{"$f":"IF($D325=\"Full\",'Failure Persistence Storage'!AE325,0)","v":0},{"$f":"IF($D325=\"Full\",'Failure Persistence Storage'!AF325,0)","v":0},{"$f":"IF($D325=\"Full\",'Failure Persistence Storage'!AI325,0)","v":0},{"$f":"IF($D325=\"Full\",'Failure Persistence Storage'!AJ325,0)","v":0},{"$f":"IF($D325=\"Full\",'Failure Persistence Storage'!AM325,0)","v":0},{"$f":"IF($D325=\"Full\",'Failure Persistence Storage'!AN325,0)","v":0},{"$f":"IF($D325=\"Full\",'Failure Persistence Storage'!AQ325,0)","v":0},{"$f":"IF($D325=\"Full\",'Failure Persistence Storage'!AR325,0)","v":0},{"$f":"IF($D325=\"Full\",'Failure Persistence Storage'!AU325,0)","v":0},{"$f":"IF($D325=\"Full\",'Failure Persistence Storage'!AV325,0)","v":0},{"$f":"IF($D325=\"Full\",'Failure Persistence Storage'!AY325,0)","v":0},{"$f":"IF($D325=\"Full\",'Failure Persistence Storage'!AZ325,0)","v":0},{"$f":"IF($D325=\"Full\",'Failure Persistence Storage'!BC325,0)","v":0},{"$f":"IF($D325=\"Full\",'Failure Persistence Storage'!BD325,0)","v":0},{"$f":"IF($D325=\"Full\",'Failure Persistence Storage'!BG325,0)","v":0},{"$f":"IF($D325=\"Full\",'Failure Persistence Storage'!BH325,0)","v":0},{"$f":"IF($D325=\"Full\",'Failure Persistence Storage'!BK325,0)","v":0},{"$f":"IF($D325=\"Full\",'Failure Persistence Storage'!BL325,0)","v":0},{"$f":"IF($D325=\"Full\",'Failure Persistence Storage'!BO325,0)","v":0},{"$f":"IF($D325=\"Full\",'Failure Persistence Storage'!BP325,0)","v":0},{"$f":"IF($D325=\"Full\",'Failure Persistence Storage'!BS325,0)","v":0},{"$f":"IF($D325=\"Full\",'Failure Persistence Storage'!BT325,0)","v":0},{"$f":"IF($D325=\"Full\",'Failure Persistence Storage'!BW325,0)","v":0},{"$f":"IF($D325=\"Full\",'Failure Persistence Storage'!BX325,0)","v":0},{"$f":"IF($D325=\"Full\",'Failure Persistence Storage'!CA325,0)","v":0},{"$f":"IF($D325=\"Full\",'Failure Persistence Storage'!CB325,0)","v":0},{"$f":"IF($D325=\"Full\",'Failure Persistence Storage'!CE325,0)","v":0},{"$f":"IF($D325=\"Full\",'Failure Persistence Storage'!CF325,0)","v":0},{"$f":"IF($D325=\"Full\",'Failure Persistence Storage'!CI325,0)","v":0},{"$f":"IF($D325=\"Full\",'Failure Persistence Storage'!CJ325,0)","v":0},{"$f":"IF($D325=\"Full\",'Failure Persistence Storage'!CM325,0)","v":0},{"$f":"IF($D325=\"Full\",'Failure Persistence Storage'!CN325,0)","v":0},{"$f":"IF($D325=\"Full\",'Failure Persistence Storage'!CQ325,0)","v":0},{"$f":"IF($D325=\"Full\",'Failure Persistence Storage'!CR325,0)","v":0},{"$f":"IF($D325=\"Full\",'Failure Persistence Storage'!CU325,0)","v":0},{"$f":"IF($D325=\"Full\",'Failure Persistence Storage'!CV325,0)","v":0},{"$f":"IF($D325=\"Full\",'Failure Persistence Storage'!CY325,0)","v":0},{"$f":"IF($D325=\"Full\",'Failure Persistence Storage'!CZ325,0)","v":0},{"$f":"IF($D325=\"Full\",'Failure Persistence Storage'!DC325,0)","v":0},{"$f":"IF($D325=\"Full\",'Failure Persistence Storage'!DD325,0)","v":0},{"$f":"IF($D325=\"Full\",'Failure Persistence Storage'!DG325,0)","v":0},{"$f":"IF($D325=\"Full\",'Failure Persistence Storage'!DH325,0)","v":0},{"$f":"IF($D325=\"Full\",'Failure Persistence Storage'!DK325,0)","v":0},{"$f":"IF($D325=\"Full\",'Failure Persistence Storage'!DL325,0)","v":0},{"$f":"IF($D325=\"Full\",'Failure Persistence Storage'!DO325,0)","v":0},{"$f":"IF($D325=\"Full\",'Failure Persistence Storage'!DP325,0)","v":0},{"$f":"IF($D325=\"Full\",'Failure Persistence Storage'!DS325,0)","v":0},{"$f":"IF($D325=\"Full\",'Failure Persistence Storage'!DT325,0)","v":0},{"$f":"IF($D325=\"Full\",'Failure Persistence Storage'!DW325,0)","v":0},{"$f":"IF($D325=\"Full\",'Failure Persistence Storage'!DX325,0)","v":0},{"$f":"IF($D325=\"Full\",'Failure Persistence Storage'!EA325,0)","v":0},{"$f":"IF($D325=\"Full\",'Failure Persistence Storage'!EB325,0)","v":0},{"$f":"IF($D325=\"Full\",'Failure Persistence Storage'!EE325,0)","v":0},{"$f":"IF($D325=\"Full\",'Failure Persistence Storage'!EF325,0)","v":0},{"$f":"IF($D325=\"Full\",'Failure Persistence Storage'!EI325,0)","v":0},{"$f":"IF($D325=\"Full\",'Failure Persistence Storage'!EJ325,0)","v":0},{"$f":"IF($D325=\"Full\",'Failure Persistence Storage'!EM325,0)","v":0},{"$f":"IF($D325=\"Full\",'Failure Persistence Storage'!EN325,0)","v":0},{"$f":"IF($D325=\"Full\",'Failure Persistence Storage'!EQ325,0)","v":0},{"$f":"IF($D325=\"Full\",'Failure Persistence Storage'!ER325,0)","v":0},{"$f":"IF($D325=\"Full\",'Failure Persistence Storage'!EU325,0)","v":0},{"$f":"IF($D325=\"Full\",'Failure Persistence Storage'!EV325,0)","v":0},{"$f":"IF($D325=\"Full\",'Failure Persistence Storage'!EY325,0)","v":0},{"$f":"IF($D325=\"Full\",'Failure Persistence Storage'!EZ325,0)","v":0},{"$f":"IF($D325=\"Full\",'Failure Persistence Storage'!FC325,0)","v":0},{"$f":"IF($D325=\"Full\",'Failure Persistence Storage'!FD325,0)","v":0},{"$f":"IF($D325=\"Full\",'Failure Persistence Storage'!FG325,0)","v":0},{"$f":"IF($D325=\"Full\",'Failure Persistence Storage'!FH325,0)","v":0},{"$f":"IF($D325=\"Full\",'Failure Persistence Storage'!FK325,0)","v":0},{"$f":"IF($D325=\"Full\",'Failure Persistence Storage'!FL325,0)","v":0},{"$f":"IF($D325=\"Full\",'Failure Persistence Storage'!FO325,0)","v":0},{"$f":"IF($D325=\"Full\",'Failure Persistence Storage'!FP325,0)","v":0},{"$f":"IF($D325=\"Full\",'Failure Persistence Storage'!FS325,0)","v":0},{"$f":"IF($D325=\"Full\",'Failure Persistence Storage'!FT325,0)","v":0},{"$f":"IF($D325=\"Full\",'Failure Persistence Storage'!FW325,0)","v":0},{"$f":"IF($D325=\"Full\",'Failure Persistence Storage'!FX325,0)","v":0},{"$f":"IF($D325=\"Full\",'Failure Persistence Storage'!GA325,0)","v":0},{"$f":"IF($D325=\"Full\",'Failure Persistence Storage'!GB325,0)","v":0},{"$f":"IF($D325=\"Full\",'Failure Persistence Storage'!GE325,0)","v":0},{"$f":"IF($D325=\"Full\",'Failure Persistence Storage'!GF325,0)","v":0},{"$f":"IF($D325=\"Full\",'Failure Persistence Storage'!GI325,0)","v":0},{"$f":"IF($D325=\"Full\",'Failure Persistence Storage'!GJ325,0)","v":0},{"$f":"IF($D325=\"Full\",'Failure Persistence Storage'!GM325,0)","v":0},{"$f":"IF($D325=\"Full\",'Failure Persistence Storage'!GN325,0)","v":0},{"$f":"IF($D325=\"Full\",'Failure Persistence Storage'!GQ325,0)","v":0},{"$f":"IF($D325=\"Full\",'Failure Persistence Storage'!GR325,0)","v":0},{"$f":"IF($D325=\"Full\",'Failure Persistence Storage'!GU325,0)","v":0},{"$f":"IF($D325=\"Full\",'Failure Persistence Storage'!GV325,0)","v":0},{"$f":"IF($D325=\"Full\",'Failure Persistence Storage'!GY325,0)","v":0},{"$f":"IF($D325=\"Full\",'Failure Persistence Storage'!GZ325,0)","v":0},{"$f":"IF($D325=\"Full\",'Failure Persistence Storage'!HC325,0)","v":0},{"$f":"IF($D325=\"Full\",'Failure Persistence Storage'!HD325,0)","v":0},{"$f":"IF($D325=\"Full\",'Failure Persistence Storage'!HG325,0)","v":0},{"$f":"IF($D325=\"Full\",'Failure Persistence Storage'!HH325,0)","v":0},{"$f":"IF($D325=\"Full\",'Failure Persistence Storage'!HK325,0)","v":0},{"$f":"IF($D325=\"Full\",'Failure Persistence Storage'!HL325,0)","v":0},{"$f":"IF($D325=\"Full\",'Failure Persistence Storage'!HO325,0)","v":0}]
[null,null,null,null,null,null,null,null,null,null,null,null,null,null,null,null,null,null,null,null,null,null,null,null,null,null,null," "," "," "," "," "," "," "," "," "," "," "," "," "," "," "," "," "," "," "," "," "," "," "," "," "," "," "," "," "," "," "," "," "," "," "," "," "," "," "," "," "," "," "," "," "," "," "," "," "," "," "," "," "," "," "," "," "," "," "," "," "," "," "," "," "," "," "," "," "," "," "," "," "," "," "," "," "," "," "," "," "," "," "," "," "," "," "," "," "," "," "," "," "," "," "," "," "," "," "," "," "," "," "," "," "," "," "," "," "," "," "," "," "," "," "," "," "," "," "," "," "," "," "," "," "," "," "," "," "," "," "," "," "," "," "," "," "," "," "," "," "," "," "," "," "," "," "," "," "," "," "," "," "," "," "," "," "," "," "," "," "," "," "," "," "," "," "," "," "," "," "," "," "," "," "," "," "," "," "," "," "," "," "," "," "," "," "," "," "," "," "," "," "," "," "," ",null,{"$f":"IF($D329=\"Full\",'Failure Persistence Storage'!AB329,0)","v":0},{"$f":"IF($D329=\"Full\",'Failure Persistence Storage'!AE329,0)","v":0},{"$f":"IF($D329=\"Full\",'Failure Persistence Storage'!AF329,0)","v":0},{"$f":"IF($D329=\"Full\",'Failure Persistence Storage'!AI329,0)","v":0},{"$f":"IF($D329=\"Full\",'Failure Persistence Storage'!AJ329,0)","v":0},{"$f":"IF($D329=\"Full\",'Failure Persistence Storage'!AM329,0)","v":0},{"$f":"IF($D329=\"Full\",'Failure Persistence Storage'!AN329,0)","v":0},{"$f":"IF($D329=\"Full\",'Failure Persistence Storage'!AQ329,0)","v":0},{"$f":"IF($D329=\"Full\",'Failure Persistence Storage'!AR329,0)","v":0},{"$f":"IF($D329=\"Full\",'Failure Persistence Storage'!AU329,0)","v":0},{"$f":"IF($D329=\"Full\",'Failure Persistence Storage'!AV329,0)","v":0},{"$f":"IF($D329=\"Full\",'Failure Persistence Storage'!AY329,0)","v":0},{"$f":"IF($D329=\"Full\",'Failure Persistence Storage'!AZ329,0)","v":0},{"$f":"IF($D329=\"Full\",'Failure Persistence Storage'!BC329,0)","v":0},{"$f":"IF($D329=\"Full\",'Failure Persistence Storage'!BD329,0)","v":0},{"$f":"IF($D329=\"Full\",'Failure Persistence Storage'!BG329,0)","v":0},{"$f":"IF($D329=\"Full\",'Failure Persistence Storage'!BH329,0)","v":0},{"$f":"IF($D329=\"Full\",'Failure Persistence Storage'!BK329,0)","v":0},{"$f":"IF($D329=\"Full\",'Failure Persistence Storage'!BL329,0)","v":0},{"$f":"IF($D329=\"Full\",'Failure Persistence Storage'!BO329,0)","v":0},{"$f":"IF($D329=\"Full\",'Failure Persistence Storage'!BP329,0)","v":0},{"$f":"IF($D329=\"Full\",'Failure Persistence Storage'!BS329,0)","v":0},{"$f":"IF($D329=\"Full\",'Failure Persistence Storage'!BT329,0)","v":0},{"$f":"IF($D329=\"Full\",'Failure Persistence Storage'!BW329,0)","v":0},{"$f":"IF($D329=\"Full\",'Failure Persistence Storage'!BX329,0)","v":0},{"$f":"IF($D329=\"Full\",'Failure Persistence Storage'!CA329,0)","v":0},{"$f":"IF($D329=\"Full\",'Failure Persistence Storage'!CB329,0)","v":0},{"$f":"IF($D329=\"Full\",'Failure Persistence Storage'!CE329,0)","v":0},{"$f":"IF($D329=\"Full\",'Failure Persistence Storage'!CF329,0)","v":0},{"$f":"IF($D329=\"Full\",'Failure Persistence Storage'!CI329,0)","v":0},{"$f":"IF($D329=\"Full\",'Failure Persistence Storage'!CJ329,0)","v":0},{"$f":"IF($D329=\"Full\",'Failure Persistence Storage'!CM329,0)","v":0},{"$f":"IF($D329=\"Full\",'Failure Persistence Storage'!CN329,0)","v":0},{"$f":"IF($D329=\"Full\",'Failure Persistence Storage'!CQ329,0)","v":0},{"$f":"IF($D329=\"Full\",'Failure Persistence Storage'!CR329,0)","v":0},{"$f":"IF($D329=\"Full\",'Failure Persistence Storage'!CU329,0)","v":0},{"$f":"IF($D329=\"Full\",'Failure Persistence Storage'!CV329,0)","v":0},{"$f":"IF($D329=\"Full\",'Failure Persistence Storage'!CY329,0)","v":0},{"$f":"IF($D329=\"Full\",'Failure Persistence Storage'!CZ329,0)","v":0},{"$f":"IF($D329=\"Full\",'Failure Persistence Storage'!DC329,0)","v":0},{"$f":"IF($D329=\"Full\",'Failure Persistence Storage'!DD329,0)","v":0},{"$f":"IF($D329=\"Full\",'Failure Persistence Storage'!DG329,0)","v":0},{"$f":"IF($D329=\"Full\",'Failure Persistence Storage'!DH329,0)","v":0},{"$f":"IF($D329=\"Full\",'Failure Persistence Storage'!DK329,0)","v":0},{"$f":"IF($D329=\"Full\",'Failure Persistence Storage'!DL329,0)","v":0},{"$f":"IF($D329=\"Full\",'Failure Persistence Storage'!DO329,0)","v":0},{"$f":"IF($D329=\"Full\",'Failure Persistence Storage'!DP329,0)","v":0},{"$f":"IF($D329=\"Full\",'Failure Persistence Storage'!DS329,0)","v":0},{"$f":"IF($D329=\"Full\",'Failure Persistence Storage'!DT329,0)","v":0},{"$f":"IF($D329=\"Full\",'Failure Persistence Storage'!DW329,0)","v":0},{"$f":"IF($D329=\"Full\",'Failure Persistence Storage'!DX329,0)","v":0},{"$f":"IF($D329=\"Full\",'Failure Persistence Storage'!EA329,0)","v":0},{"$f":"IF($D329=\"Full\",'Failure Persistence Storage'!EB329,0)","v":0},{"$f":"IF($D329=\"Full\",'Failure Persistence Storage'!EE329,0)","v":0},{"$f":"IF($D329=\"Full\",'Failure Persistence Storage'!EF329,0)","v":0},{"$f":"IF($D329=\"Full\",'Failure Persistence Storage'!EI329,0)","v":0},{"$f":"IF($D329=\"Full\",'Failure Persistence Storage'!EJ329,0)","v":0},{"$f":"IF($D329=\"Full\",'Failure Persistence Storage'!EM329,0)","v":0},{"$f":"IF($D329=\"Full\",'Failure Persistence Storage'!EN329,0)","v":0},{"$f":"IF($D329=\"Full\",'Failure Persistence Storage'!EQ329,0)","v":0},{"$f":"IF($D329=\"Full\",'Failure Persistence Storage'!ER329,0)","v":0},{"$f":"IF($D329=\"Full\",'Failure Persistence Storage'!EU329,0)","v":0},{"$f":"IF($D329=\"Full\",'Failure Persistence Storage'!EV329,0)","v":0},{"$f":"IF($D329=\"Full\",'Failure Persistence Storage'!EY329,0)","v":0},{"$f":"IF($D329=\"Full\",'Failure Persistence Storage'!EZ329,0)","v":0},{"$f":"IF($D329=\"Full\",'Failure Persistence Storage'!FC329,0)","v":0},{"$f":"IF($D329=\"Full\",'Failure Persistence Storage'!FD329,0)","v":0},{"$f":"IF($D329=\"Full\",'Failure Persistence Storage'!FG329,0)","v":0},{"$f":"IF($D329=\"Full\",'Failure Persistence Storage'!FH329,0)","v":0},{"$f":"IF($D329=\"Full\",'Failure Persistence Storage'!FK329,0)","v":0},{"$f":"IF($D329=\"Full\",'Failure Persistence Storage'!FL329,0)","v":0},{"$f":"IF($D329=\"Full\",'Failure Persistence Storage'!FO329,0)","v":0},{"$f":"IF($D329=\"Full\",'Failure Persistence Storage'!FP329,0)","v":0},{"$f":"IF($D329=\"Full\",'Failure Persistence Storage'!FS329,0)","v":0},{"$f":"IF($D329=\"Full\",'Failure Persistence Storage'!FT329,0)","v":0},{"$f":"IF($D329=\"Full\",'Failure Persistence Storage'!FW329,0)","v":0},{"$f":"IF($D329=\"Full\",'Failure Persistence Storage'!FX329,0)","v":0},{"$f":"IF($D329=\"Full\",'Failure Persistence Storage'!GA329,0)","v":0},{"$f":"IF($D329=\"Full\",'Failure Persistence Storage'!GB329,0)","v":0},{"$f":"IF($D329=\"Full\",'Failure Persistence Storage'!GE329,0)","v":0},{"$f":"IF($D329=\"Full\",'Failure Persistence Storage'!GF329,0)","v":0},{"$f":"IF($D329=\"Full\",'Failure Persistence Storage'!GI329,0)","v":0},{"$f":"IF($D329=\"Full\",'Failure Persistence Storage'!GJ329,0)","v":0},{"$f":"IF($D329=\"Full\",'Failure Persistence Storage'!GM329,0)","v":0},{"$f":"IF($D329=\"Full\",'Failure Persistence Storage'!GN329,0)","v":0},{"$f":"IF($D329=\"Full\",'Failure Persistence Storage'!GQ329,0)","v":0},{"$f":"IF($D329=\"Full\",'Failure Persistence Storage'!GR329,0)","v":0},{"$f":"IF($D329=\"Full\",'Failure Persistence Storage'!GU329,0)","v":0},{"$f":"IF($D329=\"Full\",'Failure Persistence Storage'!GV329,0)","v":0},{"$f":"IF($D329=\"Full\",'Failure Persistence Storage'!GY329,0)","v":0},{"$f":"IF($D329=\"Full\",'Failure Persistence Storage'!GZ329,0)","v":0},{"$f":"IF($D329=\"Full\",'Failure Persistence Storage'!HC329,0)","v":0},{"$f":"IF($D329=\"Full\",'Failure Persistence Storage'!HD329,0)","v":0},{"$f":"IF($D329=\"Full\",'Failure Persistence Storage'!HG329,0)","v":0},{"$f":"IF($D329=\"Full\",'Failure Persistence Storage'!HH329,0)","v":0},{"$f":"IF($D329=\"Full\",'Failure Persistence Storage'!HK329,0)","v":0},{"$f":"IF($D329=\"Full\",'Failure Persistence Storage'!HL329,0)","v":0},{"$f":"IF($D329=\"Full\",'Failure Persistence Storage'!HO329,0)","v":0}]
[null,null,null,null,null,null,null,null,null,null,null,null,null,null,null,null,null,null,null,null,null,null,null,null,null,null,null," "," "," "," "," "," "," "," "," "," "," "," "," "," "," "," "," "," "," "," "," "," "," "," "," "," "," "," "," "," "," "," "," "," "," "," "," "," "," "," "," "," "," "," "," "," "," "," "," "," "," "," "," "," "," "," "," "," "," "," "," "," "," "," "," "," "," "," "," "," "," "," "," "," "," "," "," "," "," "," "," "," "," "," "," "," "," "," "," "," "," "," "," "," "," "," "," "," "," "," "," "," "," "," "," "," "," "," "," "," "," "," "," "," "," "," "," "," "," "," "," "," "," "," "," "," "," "," "," "," "," "," "," "," "," "," "," "," "," "," "," "," "," "," "," "," "," "," "," "," "," "," "," "," "," "," "," "," "," "," "," "," "," "," "," "," "," "," "," "," "," "," "," "," "," "," "," "," "," "," "," "," "," "," "," "," "," "," "," "," "," "," "," "," "," "," ",null,{"$f":"IF($D334=\"Full\",'Failure Persistence Storage'!AB334,0)","v":0},{"$f":"IF($D334=\"Full\",'Failure Persistence Storage'!AE334,0)","v":0},{"$f":"IF($D334=\"Full\",'Failure Persistence Storage'!AF334,0)","v":0},{"$f":"IF($D334=\"Full\",'Failure Persistence Storage'!AI334,0)","v":0},{"$f":"IF($D334=\"Full\",'Failure Persistence Storage'!AJ334,0)","v":0},{"$f":"IF($D334=\"Full\",'Failure Persistence Storage'!AM334,0)","v":0},{"$f":"IF($D334=\"Full\",'Failure Persistence Storage'!AN334,0)","v":0},{"$f":"IF($D334=\"Full\",'Failure Persistence Storage'!AQ334,0)","v":0},{"$f":"IF($D334=\"Full\",'Failure Persistence Storage'!AR334,0)","v":0},{"$f":"IF($D334=\"Full\",'Failure Persistence Storage'!AU334,0)","v":0},{"$f":"IF($D334=\"Full\",'Failure Persistence Storage'!AV334,0)","v":0},{"$f":"IF($D334=\"Full\",'Failure Persistence Storage'!AY334,0)","v":0},{"$f":"IF($D334=\"Full\",'Failure Persistence Storage'!AZ334,0)","v":0},{"$f":"IF($D334=\"Full\",'Failure Persistence Storage'!BC334,0)","v":0},{"$f":"IF($D334=\"Full\",'Failure Persistence Storage'!BD334,0)","v":0},{"$f":"IF($D334=\"Full\",'Failure Persistence Storage'!BG334,0)","v":0},{"$f":"IF($D334=\"Full\",'Failure Persistence Storage'!BH334,0)","v":0},{"$f":"IF($D334=\"Full\",'Failure Persistence Storage'!BK334,0)","v":0},{"$f":"IF($D334=\"Full\",'Failure Persistence Storage'!BL334,0)","v":0},{"$f":"IF($D334=\"Full\",'Failure Persistence Storage'!BO334,0)","v":0},{"$f":"IF($D334=\"Full\",'Failure Persistence Storage'!BP334,0)","v":0},{"$f":"IF($D334=\"Full\",'Failure Persistence Storage'!BS334,0)","v":0},{"$f":"IF($D334=\"Full\",'Failure Persistence Storage'!BT334,0)","v":0},{"$f":"IF($D334=\"Full\",'Failure Persistence Storage'!BW334,0)","v":0},{"$f":"IF($D334=\"Full\",'Failure Persistence Storage'!BX334,0)","v":0},{"$f":"IF($D334=\"Full\",'Failure Persistence Storage'!CA334,0)","v":0},{"$f":"IF($D334=\"Full\",'Failure Persistence Storage'!CB334,0)","v":0},{"$f":"IF($D334=\"Full\",'Failure Persistence Storage'!CE334,0)","v":0},{"$f":"IF($D334=\"Full\",'Failure Persistence Storage'!CF334,0)","v":0},{"$f":"IF($D334=\"Full\",'Failure Persistence Storage'!CI334,0)","v":0},{"$f":"IF($D334=\"Full\",'Failure Persistence Storage'!CJ334,0)","v":0},{"$f":"IF($D334=\"Full\",'Failure Persistence Storage'!CM334,0)","v":0},{"$f":"IF($D334=\"Full\",'Failure Persistence Storage'!CN334,0)","v":0},{"$f":"IF($D334=\"Full\",'Failure Persistence Storage'!CQ334,0)","v":0},{"$f":"IF($D334=\"Full\",'Failure Persistence Storage'!CR334,0)","v":0},{"$f":"IF($D334=\"Full\",'Failure Persistence Storage'!CU334,0)","v":0},{"$f":"IF($D334=\"Full\",'Failure Persistence Storage'!CV334,0)","v":0},{"$f":"IF($D334=\"Full\",'Failure Persistence Storage'!CY334,0)","v":0},{"$f":"IF($D334=\"Full\",'Failure Persistence Storage'!CZ334,0)","v":0},{"$f":"IF($D334=\"Full\",'Failure Persistence Storage'!DC334,0)","v":0},{"$f":"IF($D334=\"Full\",'Failure Persistence Storage'!DD334,0)","v":0},{"$f":"IF($D334=\"Full\",'Failure Persistence Storage'!DG334,0)","v":0},{"$f":"IF($D334=\"Full\",'Failure Persistence Storage'!DH334,0)","v":0},{"$f":"IF($D334=\"Full\",'Failure Persistence Storage'!DK334,0)","v":0},{"$f":"IF($D334=\"Full\",'Failure Persistence Storage'!DL334,0)","v":0},{"$f":"IF($D334=\"Full\",'Failure Persistence Storage'!DO334,0)","v":0},{"$f":"IF($D334=\"Full\",'Failure Persistence Storage'!DP334,0)","v":0},{"$f":"IF($D334=\"Full\",'Failure Persistence Storage'!DS334,0)","v":0},{"$f":"IF($D334=\"Full\",'Failure Persistence Storage'!DT334,0)","v":0},{"$f":"IF($D334=\"Full\",'Failure Persistence Storage'!DW334,0)","v":0},{"$f":"IF($D334=\"Full\",'Failure Persistence Storage'!DX334,0)","v":0},{"$f":"IF($D334=\"Full\",'Failure Persistence Storage'!EA334,0)","v":0},{"$f":"IF($D334=\"Full\",'Failure Persistence Storage'!EB334,0)","v":0},{"$f":"IF($D334=\"Full\",'Failure Persistence Storage'!EE334,0)","v":0},{"$f":"IF($D334=\"Full\",'Failure Persistence Storage'!EF334,0)","v":0},{"$f":"IF($D334=\"Full\",'Failure Persistence Storage'!EI334,0)","v":0},{"$f":"IF($D334=\"Full\",'Failure Persistence Storage'!EJ334,0)","v":0},{"$f":"IF($D334=\"Full\",'Failure Persistence Storage'!EM334,0)","v":0},{"$f":"IF($D334=\"Full\",'Failure Persistence Storage'!EN334,0)","v":0},{"$f":"IF($D334=\"Full\",'Failure Persistence Storage'!EQ334,0)","v":0},{"$f":"IF($D334=\"Full\",'Failure Persistence Storage'!ER334,0)","v":0},{"$f":"IF($D334=\"Full\",'Failure Persistence Storage'!EU334,0)","v":0},{"$f":"IF($D334=\"Full\",'Failure Persistence Storage'!EV334,0)","v":0},{"$f":"IF($D334=\"Full\",'Failure Persistence Storage'!EY334,0)","v":0},{"$f":"IF($D334=\"Full\",'Failure Persistence Storage'!EZ334,0)","v":0},{"$f":"IF($D334=\"Full\",'Failure Persistence Storage'!FC334,0)","v":0},{"$f":"IF($D334=\"Full\",'Failure Persistence Storage'!FD334,0)","v":0},{"$f":"IF($D334=\"Full\",'Failure Persistence Storage'!FG334,0)","v":0},{"$f":"IF($D334=\"Full\",'Failure Persistence Storage'!FH334,0)","v":0},{"$f":"IF($D334=\"Full\",'Failure Persistence Storage'!FK334,0)","v":0},{"$f":"IF($D334=\"Full\",'Failure Persistence Storage'!FL334,0)","v":0},{"$f":"IF($D334=\"Full\",'Failure Persistence Storage'!FO334,0)","v":0},{"$f":"IF($D334=\"Full\",'Failure Persistence Storage'!FP334,0)","v":0},{"$f":"IF($D334=\"Full\",'Failure Persistence Storage'!FS334,0)","v":0},{"$f":"IF($D334=\"Full\",'Failure Persistence Storage'!FT334,0)","v":0},{"$f":"IF($D334=\"Full\",'Failure Persistence Storage'!FW334,0)","v":0},{"$f":"IF($D334=\"Full\",'Failure Persistence Storage'!FX334,0)","v":0},{"$f":"IF($D334=\"Full\",'Failure Persistence Storage'!GA334,0)","v":0},{"$f":"IF($D334=\"Full\",'Failure Persistence Storage'!GB334,0)","v":0},{"$f":"IF($D334=\"Full\",'Failure Persistence Storage'!GE334,0)","v":0},{"$f":"IF($D334=\"Full\",'Failure Persistence Storage'!GF334,0)","v":0},{"$f":"IF($D334=\"Full\",'Failure Persistence Storage'!GI334,0)","v":0},{"$f":"IF($D334=\"Full\",'Failure Persistence Storage'!GJ334,0)","v":0},{"$f":"IF($D334=\"Full\",'Failure Persistence Storage'!GM334,0)","v":0},{"$f":"IF($D334=\"Full\",'Failure Persistence Storage'!GN334,0)","v":0},{"$f":"IF($D334=\"Full\",'Failure Persistence Storage'!GQ334,0)","v":0},{"$f":"IF($D334=\"Full\",'Failure Persistence Storage'!GR334,0)","v":0},{"$f":"IF($D334=\"Full\",'Failure Persistence Storage'!GU334,0)","v":0},{"$f":"IF($D334=\"Full\",'Failure Persistence Storage'!GV334,0)","v":0},{"$f":"IF($D334=\"Full\",'Failure Persistence Storage'!GY334,0)","v":0},{"$f":"IF($D334=\"Full\",'Failure Persistence Storage'!GZ334,0)","v":0},{"$f":"IF($D334=\"Full\",'Failure Persistence Storage'!HC334,0)","v":0},{"$f":"IF($D334=\"Full\",'Failure Persistence Storage'!HD334,0)","v":0},{"$f":"IF($D334=\"Full\",'Failure Persistence Storage'!HG334,0)","v":0},{"$f":"IF($D334=\"Full\",'Failure Persistence Storage'!HH334,0)","v":0},{"$f":"IF($D334=\"Full\",'Failure Persistence Storage'!HK334,0)","v":0},{"$f":"IF($D334=\"Full\",'Failure Persistence Storage'!HL334,0)","v":0},{"$f":"IF($D334=\"Full\",'Failure Persistence Storage'!HO334,0)","v":0}]
[null,null,null,null,null,null,null,null,null,null,null,null,null,null,null,null,null,null,null,null,null,null,null,null,null,null,null," "," "," "," "," "," "," "," "," "," "," "," "," "," "," "," "," "," "," "," "," "," "," "," "," "," "," "," "," "," "," "," "," "," "," "," "," "," "," "," "," "," "," "," "," "," "," "," "," "," "," "," "," "," "," "," "," "," "," "," "," "," "," "," "," "," "," "," "," "," "," "," "," "," "," "," "," "," "," "," "," "," "," "," "," "," "," "," "," "," "," "," "," "," "," "," "," "," "," "," "," "," "," "," "," "," "," "," "," "," "," "," "," "," "," "," "," "," "," "," "," "," "," "," "," "," "," "," "," "," "," "," "," "," "," "," "," "," "," "," "," "," "," "," "," "," "," "," "," "," "," "," "," "," "," "," "," "," "," "," "," "," "," "," "," "," "," "," "," "," "," "," "," "," "," "," "," "," "," "," "," "," "," "," "," "," "," "," "," "," "," "," "," "," "," "," ",null,{"$f":"IF($D337=\"Full\",'Failure Persistence Storage'!AB337,0)","v":0},{"$f":"IF($D337=\"Full\",'Failure Persistence Storage'!AE337,0)","v":0},{"$f":"IF($D337=\"Full\",'Failure Persistence Storage'!AF337,0)","v":0},{"$f":"IF($D337=\"Full\",'Failure Persistence Storage'!AI337,0)","v":0},{"$f":"IF($D337=\"Full\",'Failure Persistence Storage'!AJ337,0)","v":0},{"$f":"IF($D337=\"Full\",'Failure Persistence Storage'!AM337,0)","v":0},{"$f":"IF($D337=\"Full\",'Failure Persistence Storage'!AN337,0)","v":0},{"$f":"IF($D337=\"Full\",'Failure Persistence Storage'!AQ337,0)","v":0},{"$f":"IF($D337=\"Full\",'Failure Persistence Storage'!AR337,0)","v":0},{"$f":"IF($D337=\"Full\",'Failure Persistence Storage'!AU337,0)","v":0},{"$f":"IF($D337=\"Full\",'Failure Persistence Storage'!AV337,0)","v":0},{"$f":"IF($D337=\"Full\",'Failure Persistence Storage'!AY337,0)","v":0},{"$f":"IF($D337=\"Full\",'Failure Persistence Storage'!AZ337,0)","v":0},{"$f":"IF($D337=\"Full\",'Failure Persistence Storage'!BC337,0)","v":0},{"$f":"IF($D337=\"Full\",'Failure Persistence Storage'!BD337,0)","v":0},{"$f":"IF($D337=\"Full\",'Failure Persistence Storage'!BG337,0)","v":0},{"$f":"IF($D337=\"Full\",'Failure Persistence Storage'!BH337,0)","v":0},{"$f":"IF($D337=\"Full\",'Failure Persistence Storage'!BK337,0)","v":0},{"$f":"IF($D337=\"Full\",'Failure Persistence Storage'!BL337,0)","v":0},{"$f":"IF($D337=\"Full\",'Failure Persistence Storage'!BO337,0)","v":0},{"$f":"IF($D337=\"Full\",'Failure Persistence Storage'!BP337,0)","v":0},{"$f":"IF($D337=\"Full\",'Failure Persistence Storage'!BS337,0)","v":0},{"$f":"IF($D337=\"Full\",'Failure Persistence Storage'!BT337,0)","v":0},{"$f":"IF($D337=\"Full\",'Failure Persistence Storage'!BW337,0)","v":0},{"$f":"IF($D337=\"Full\",'Failure Persistence Storage'!BX337,0)","v":0},{"$f":"IF($D337=\"Full\",'Failure Persistence Storage'!CA337,0)","v":0},{"$f":"IF($D337=\"Full\",'Failure Persistence Storage'!CB337,0)","v":0},{"$f":"IF($D337=\"Full\",'Failure Persistence Storage'!CE337,0)","v":0},{"$f":"IF($D337=\"Full\",'Failure Persistence Storage'!CF337,0)","v":0},{"$f":"IF($D337=\"Full\",'Failure Persistence Storage'!CI337,0)","v":0},{"$f":"IF($D337=\"Full\",'Failure Persistence Storage'!CJ337,0)","v":0},{"$f":"IF($D337=\"Full\",'Failure Persistence Storage'!CM337,0)","v":0},{"$f":"IF($D337=\"Full\",'Failure Persistence Storage'!CN337,0)","v":0},{"$f":"IF($D337=\"Full\",'Failure Persistence Storage'!CQ337,0)","v":0},{"$f":"IF($D337=\"Full\",'Failure Persistence Storage'!CR337,0)","v":0},{"$f":"IF($D337=\"Full\",'Failure Persistence Storage'!CU337,0)","v":0},{"$f":"IF($D337=\"Full\",'Failure Persistence Storage'!CV337,0)","v":0},{"$f":"IF($D337=\"Full\",'Failure Persistence Storage'!CY337,0)","v":0},{"$f":"IF($D337=\"Full\",'Failure Persistence Storage'!CZ337,0)","v":0},{"$f":"IF($D337=\"Full\",'Failure Persistence Storage'!DC337,0)","v":0},{"$f":"IF($D337=\"Full\",'Failure Persistence Storage'!DD337,0)","v":0},{"$f":"IF($D337=\"Full\",'Failure Persistence Storage'!DG337,0)","v":0},{"$f":"IF($D337=\"Full\",'Failure Persistence Storage'!DH337,0)","v":0},{"$f":"IF($D337=\"Full\",'Failure Persistence Storage'!DK337,0)","v":0},{"$f":"IF($D337=\"Full\",'Failure Persistence Storage'!DL337,0)","v":0},{"$f":"IF($D337=\"Full\",'Failure Persistence Storage'!DO337,0)","v":0},{"$f":"IF($D337=\"Full\",'Failure Persistence Storage'!DP337,0)","v":0},{"$f":"IF($D337=\"Full\",'Failure Persistence Storage'!DS337,0)","v":0},{"$f":"IF($D337=\"Full\",'Failure Persistence Storage'!DT337,0)","v":0},{"$f":"IF($D337=\"Full\",'Failure Persistence Storage'!DW337,0)","v":0},{"$f":"IF($D337=\"Full\",'Failure Persistence Storage'!DX337,0)","v":0},{"$f":"IF($D337=\"Full\",'Failure Persistence Storage'!EA337,0)","v":0},{"$f":"IF($D337=\"Full\",'Failure Persistence Storage'!EB337,0)","v":0},{"$f":"IF($D337=\"Full\",'Failure Persistence Storage'!EE337,0)","v":0},{"$f":"IF($D337=\"Full\",'Failure Persistence Storage'!EF337,0)","v":0},{"$f":"IF($D337=\"Full\",'Failure Persistence Storage'!EI337,0)","v":0},{"$f":"IF($D337=\"Full\",'Failure Persistence Storage'!EJ337,0)","v":0},{"$f":"IF($D337=\"Full\",'Failure Persistence Storage'!EM337,0)","v":0},{"$f":"IF($D337=\"Full\",'Failure Persistence Storage'!EN337,0)","v":0},{"$f":"IF($D337=\"Full\",'Failure Persistence Storage'!EQ337,0)","v":0},{"$f":"IF($D337=\"Full\",'Failure Persistence Storage'!ER337,0)","v":0},{"$f":"IF($D337=\"Full\",'Failure Persistence Storage'!EU337,0)","v":0},{"$f":"IF($D337=\"Full\",'Failure Persistence Storage'!EV337,0)","v":0},{"$f":"IF($D337=\"Full\",'Failure Persistence Storage'!EY337,0)","v":0},{"$f":"IF($D337=\"Full\",'Failure Persistence Storage'!EZ337,0)","v":0},{"$f":"IF($D337=\"Full\",'Failure Persistence Storage'!FC337,0)","v":0},{"$f":"IF($D337=\"Full\",'Failure Persistence Storage'!FD337,0)","v":0},{"$f":"IF($D337=\"Full\",'Failure Persistence Storage'!FG337,0)","v":0},{"$f":"IF($D337=\"Full\",'Failure Persistence Storage'!FH337,0)","v":0},{"$f":"IF($D337=\"Full\",'Failure Persistence Storage'!FK337,0)","v":0},{"$f":"IF($D337=\"Full\",'Failure Persistence Storage'!FL337,0)","v":0},{"$f":"IF($D337=\"Full\",'Failure Persistence Storage'!FO337,0)","v":0},{"$f":"IF($D337=\"Full\",'Failure Persistence Storage'!FP337,0)","v":0},{"$f":"IF($D337=\"Full\",'Failure Persistence Storage'!FS337,0)","v":0},{"$f":"IF($D337=\"Full\",'Failure Persistence Storage'!FT337,0)","v":0},{"$f":"IF($D337=\"Full\",'Failure Persistence Storage'!FW337,0)","v":0},{"$f":"IF($D337=\"Full\",'Failure Persistence Storage'!FX337,0)","v":0},{"$f":"IF($D337=\"Full\",'Failure Persistence Storage'!GA337,0)","v":0},{"$f":"IF($D337=\"Full\",'Failure Persistence Storage'!GB337,0)","v":0},{"$f":"IF($D337=\"Full\",'Failure Persistence Storage'!GE337,0)","v":0},{"$f":"IF($D337=\"Full\",'Failure Persistence Storage'!GF337,0)","v":0},{"$f":"IF($D337=\"Full\",'Failure Persistence Storage'!GI337,0)","v":0},{"$f":"IF($D337=\"Full\",'Failure Persistence Storage'!GJ337,0)","v":0},{"$f":"IF($D337=\"Full\",'Failure Persistence Storage'!GM337,0)","v":0},{"$f":"IF($D337=\"Full\",'Failure Persistence Storage'!GN337,0)","v":0},{"$f":"IF($D337=\"Full\",'Failure Persistence Storage'!GQ337,0)","v":0},{"$f":"IF($D337=\"Full\",'Failure Persistence Storage'!GR337,0)","v":0},{"$f":"IF($D337=\"Full\",'Failure Persistence Storage'!GU337,0)","v":0},{"$f":"IF($D337=\"Full\",'Failure Persistence Storage'!GV337,0)","v":0},{"$f":"IF($D337=\"Full\",'Failure Persistence Storage'!GY337,0)","v":0},{"$f":"IF($D337=\"Full\",'Failure Persistence Storage'!GZ337,0)","v":0},{"$f":"IF($D337=\"Full\",'Failure Persistence Storage'!HC337,0)","v":0},{"$f":"IF($D337=\"Full\",'Failure Persistence Storage'!HD337,0)","v":0},{"$f":"IF($D337=\"Full\",'Failure Persistence Storage'!HG337,0)","v":0},{"$f":"IF($D337=\"Full\",'Failure Persistence Storage'!HH337,0)","v":0},{"$f":"IF($D337=\"Full\",'Failure Persistence Storage'!HK337,0)","v":0},{"$f":"IF($D337=\"Full\",'Failure Persistence Storage'!HL337,0)","v":0},{"$f":"IF($D337=\"Full\",'Failure Persistence Storage'!HO337,0)","v":0}]
[null,null,null,null,null,null,null,null,null,null,null,null,null,null,null,null,null,null,null,null,null,null,null,null,null,null,null," "," "," "," "," "," "," "," "," "," "," "," "," "," "," "," "," "," "," "," "," "," "," "," "," "," "," "," "," "," "," "," "," "," "," "," "," "," "," "," "," "," "," "," "," "," "," "," "," "," "," "," "," "," "," "," "," "," "," "," "," "," "," "," "," "," "," "," "," "," "," "," "," "," "," "," "," "," "," "," "," "," "," "," "," "," "," "," "," "," "," "," "," "," "," "," "," "," "," "," "," "," "," "," "," "," "," "," "," "," "," "," "," "," "," "," "," "," "," "," "," "," "," "," "," "," "," "," "," "," "," "," "," "," "," "," "," "," "," "," "," "," "," "," "," "," "," "," "," "," "," "," "," "," "," "," "," "," "," "," "," "," "," "," "," "," "," "," "," "," "," "," "," "," "," "," "," "," "," "," "," "," "," "," "," "," "," "," "," "," "," "," "," "," "," "," ",null,{"$f":"IF($D339=\"Full\",'Failure Persistence Storage'!AB339,0)","v":0},{"$f":"IF($D339=\"Full\",'Failure Persistence Storage'!AE339,0)","v":0},{"$f":"IF($D339=\"Full\",'Failure Persistence Storage'!AF339,0)","v":0},{"$f":"IF($D339=\"Full\",'Failure Persistence Storage'!AI339,0)","v":0},{"$f":"IF($D339=\"Full\",'Failure Persistence Storage'!AJ339,0)","v":0},{"$f":"IF($D339=\"Full\",'Failure Persistence Storage'!AM339,0)","v":0},{"$f":"IF($D339=\"Full\",'Failure Persistence Storage'!AN339,0)","v":0},{"$f":"IF($D339=\"Full\",'Failure Persistence Storage'!AQ339,0)","v":0},{"$f":"IF($D339=\"Full\",'Failure Persistence Storage'!AR339,0)","v":0},{"$f":"IF($D339=\"Full\",'Failure Persistence Storage'!AU339,0)","v":0},{"$f":"IF($D339=\"Full\",'Failure Persistence Storage'!AV339,0)","v":0},{"$f":"IF($D339=\"Full\",'Failure Persistence Storage'!AY339,0)","v":0},{"$f":"IF($D339=\"Full\",'Failure Persistence Storage'!AZ339,0)","v":0},{"$f":"IF($D339=\"Full\",'Failure Persistence Storage'!BC339,0)","v":0},{"$f":"IF($D339=\"Full\",'Failure Persistence Storage'!BD339,0)","v":0},{"$f":"IF($D339=\"Full\",'Failure Persistence Storage'!BG339,0)","v":0},{"$f":"IF($D339=\"Full\",'Failure Persistence Storage'!BH339,0)","v":0},{"$f":"IF($D339=\"Full\",'Failure Persistence Storage'!BK339,0)","v":0},{"$f":"IF($D339=\"Full\",'Failure Persistence Storage'!BL339,0)","v":0},{"$f":"IF($D339=\"Full\",'Failure Persistence Storage'!BO339,0)","v":0},{"$f":"IF($D339=\"Full\",'Failure Persistence Storage'!BP339,0)","v":0},{"$f":"IF($D339=\"Full\",'Failure Persistence Storage'!BS339,0)","v":0},{"$f":"IF($D339=\"Full\",'Failure Persistence Storage'!BT339,0)","v":0},{"$f":"IF($D339=\"Full\",'Failure Persistence Storage'!BW339,0)","v":0},{"$f":"IF($D339=\"Full\",'Failure Persistence Storage'!BX339,0)","v":0},{"$f":"IF($D339=\"Full\",'Failure Persistence Storage'!CA339,0)","v":0},{"$f":"IF($D339=\"Full\",'Failure Persistence Storage'!CB339,0)","v":0},{"$f":"IF($D339=\"Full\",'Failure Persistence Storage'!CE339,0)","v":0},{"$f":"IF($D339=\"Full\",'Failure Persistence Storage'!CF339,0)","v":0},{"$f":"IF($D339=\"Full\",'Failure Persistence Storage'!CI339,0)","v":0},{"$f":"IF($D339=\"Full\",'Failure Persistence Storage'!CJ339,0)","v":0},{"$f":"IF($D339=\"Full\",'Failure Persistence Storage'!CM339,0)","v":0},{"$f":"IF($D339=\"Full\",'Failure Persistence Storage'!CN339,0)","v":0},{"$f":"IF($D339=\"Full\",'Failure Persistence Storage'!CQ339,0)","v":0},{"$f":"IF($D339=\"Full\",'Failure Persistence Storage'!CR339,0)","v":0},{"$f":"IF($D339=\"Full\",'Failure Persistence Storage'!CU339,0)","v":0},{"$f":"IF($D339=\"Full\",'Failure Persistence Storage'!CV339,0)","v":0},{"$f":"IF($D339=\"Full\",'Failure Persistence Storage'!CY339,0)","v":0},{"$f":"IF($D339=\"Full\",'Failure Persistence Storage'!CZ339,0)","v":0},{"$f":"IF($D339=\"Full\",'Failure Persistence Storage'!DC339,0)","v":0},{"$f":"IF($D339=\"Full\",'Failure Persistence Storage'!DD339,0)","v":0},{"$f":"IF($D339=\"Full\",'Failure Persistence Storage'!DG339,0)","v":0},{"$f":"IF($D339=\"Full\",'Failure Persistence Storage'!DH339,0)","v":0},{"$f":"IF($D339=\"Full\",'Failure Persistence Storage'!DK339,0)","v":0},{"$f":"IF($D339=\"Full\",'Failure Persistence Storage'!DL339,0)","v":0},{"$f":"IF($D339=\"Full\",'Failure Persistence Storage'!DO339,0)","v":0},{"$f":"IF($D339=\"Full\",'Failure Persistence Storage'!DP339,0)","v":0},{"$f":"IF($D339=\"Full\",'Failure Persistence Storage'!DS339,0)","v":0},{"$f":"IF($D339=\"Full\",'Failure Persistence Storage'!DT339,0)","v":0},{"$f":"IF($D339=\"Full\",'Failure Persistence Storage'!DW339,0)","v":0},{"$f":"IF($D339=\"Full\",'Failure Persistence Storage'!DX339,0)","v":0},{"$f":"IF($D339=\"Full\",'Failure Persistence Storage'!EA339,0)","v":0},{"$f":"IF($D339=\"Full\",'Failure Persistence Storage'!EB339,0)","v":0},{"$f":"IF($D339=\"Full\",'Failure Persistence Storage'!EE339,0)","v":0},{"$f":"IF($D339=\"Full\",'Failure Persistence Storage'!EF339,0)","v":0},{"$f":"IF($D339=\"Full\",'Failure Persistence Storage'!EI339,0)","v":0},{"$f":"IF($D339=\"Full\",'Failure Persistence Storage'!EJ339,0)","v":0},{"$f":"IF($D339=\"Full\",'Failure Persistence Storage'!EM339,0)","v":0},{"$f":"IF($D339=\"Full\",'Failure Persistence Storage'!EN339,0)","v":0},{"$f":"IF($D339=\"Full\",'Failure Persistence Storage'!EQ339,0)","v":0},{"$f":"IF($D339=\"Full\",'Failure Persistence Storage'!ER339,0)","v":0},{"$f":"IF($D339=\"Full\",'Failure Persistence Storage'!EU339,0)","v":0},{"$f":"IF($D339=\"Full\",'Failure Persistence Storage'!EV339,0)","v":0},{"$f":"IF($D339=\"Full\",'Failure Persistence Storage'!EY339,0)","v":0},{"$f":"IF($D339=\"Full\",'Failure Persistence Storage'!EZ339,0)","v":0},{"$f":"IF($D339=\"Full\",'Failure Persistence Storage'!FC339,0)","v":0},{"$f":"IF($D339=\"Full\",'Failure Persistence Storage'!FD339,0)","v":0},{"$f":"IF($D339=\"Full\",'Failure Persistence Storage'!FG339,0)","v":0},{"$f":"IF($D339=\"Full\",'Failure Persistence Storage'!FH339,0)","v":0},{"$f":"IF($D339=\"Full\",'Failure Persistence Storage'!FK339,0)","v":0},{"$f":"IF($D339=\"Full\",'Failure Persistence Storage'!FL339,0)","v":0},{"$f":"IF($D339=\"Full\",'Failure Persistence Storage'!FO339,0)","v":0},{"$f":"IF($D339=\"Full\",'Failure Persistence Storage'!FP339,0)","v":0},{"$f":"IF($D339=\"Full\",'Failure Persistence Storage'!FS339,0)","v":0},{"$f":"IF($D339=\"Full\",'Failure Persistence Storage'!FT339,0)","v":0},{"$f":"IF($D339=\"Full\",'Failure Persistence Storage'!FW339,0)","v":0},{"$f":"IF($D339=\"Full\",'Failure Persistence Storage'!FX339,0)","v":0},{"$f":"IF($D339=\"Full\",'Failure Persistence Storage'!GA339,0)","v":0},{"$f":"IF($D339=\"Full\",'Failure Persistence Storage'!GB339,0)","v":0},{"$f":"IF($D339=\"Full\",'Failure Persistence Storage'!GE339,0)","v":0},{"$f":"IF($D339=\"Full\",'Failure Persistence Storage'!GF339,0)","v":0},{"$f":"IF($D339=\"Full\",'Failure Persistence Storage'!GI339,0)","v":0},{"$f":"IF($D339=\"Full\",'Failure Persistence Storage'!GJ339,0)","v":0},{"$f":"IF($D339=\"Full\",'Failure Persistence Storage'!GM339,0)","v":0},{"$f":"IF($D339=\"Full\",'Failure Persistence Storage'!GN339,0)","v":0},{"$f":"IF($D339=\"Full\",'Failure Persistence Storage'!GQ339,0)","v":0},{"$f":"IF($D339=\"Full\",'Failure Persistence Storage'!GR339,0)","v":0},{"$f":"IF($D339=\"Full\",'Failure Persistence Storage'!GU339,0)","v":0},{"$f":"IF($D339=\"Full\",'Failure Persistence Storage'!GV339,0)","v":0},{"$f":"IF($D339=\"Full\",'Failure Persistence Storage'!GY339,0)","v":0},{"$f":"IF($D339=\"Full\",'Failure Persistence Storage'!GZ339,0)","v":0},{"$f":"IF($D339=\"Full\",'Failure Persistence Storage'!HC339,0)","v":0},{"$f":"IF($D339=\"Full\",'Failure Persistence Storage'!HD339,0)","v":0},{"$f":"IF($D339=\"Full\",'Failure Persistence Storage'!HG339,0)","v":0},{"$f":"IF($D339=\"Full\",'Failure Persistence Storage'!HH339,0)","v":0},{"$f":"IF($D339=\"Full\",'Failure Persistence Storage'!HK339,0)","v":0},{"$f":"IF($D339=\"Full\",'Failure Persistence Storage'!HL339,0)","v":0},{"$f":"IF($D339=\"Full\",'Failure Persistence Storage'!HO339,0)","v":0}]
[null,"Combination of elements",null,{"$f":"IF(OR(D332=\"Part\",D333=\"Part\",D334=\"Part\",D335=\"Part\",D336=\"Part\",D337=\"Part\",D338=\"Part\",D339=\"Part\",D340=\"Part\",D341=\"Part\"),\"Part\",IF(OR(D332=\"Full\",D333=\"Full\",D334=\"Full\",D335=\"Full\",D336=\"Full\",D337=\"Full\",D338=\"Full\",D339=\"Full\",D340=\"Full\",D341=\"Full\"),\"Full\",IF(AND(D332=\" \",D333=\" \",D334=\" \",D335=\" \",D336=\" \",D337=\" \",D338=\" \",D339=\" \",D340=\" \",D341=\" \"),\" \",\" \")))","v":" "},null,null,null,null,null,null,null,null,null,null,null,null,null,null,null,null,null,null,null,null,null,null,null," ",{"$f":"IF($D342=\" \",\" \",SUM(AC332:AC341))","v":" "},{"$f":"IF($D342=\" \",\" \",SUM(AD332:AD341))","v":" "},{"$f":"IF($D342=\" \",\" \",AB342*AD342)","v":" "},{"$f":"IF($D342=\" \",\" \",1/AG342)","v":" "},{"$f":"IF($D342=\" \",\" \",SUM(AG332:AG341))","v":" "},{"$f":"IF($D342=\" \",\" \",SUM(AH332:AH341))","v":" "},{"$f":"IF($D342=\" \",\" \",AF342*AH342)","v":" "}," ",{"$f":"IF($D342=\" \",\" \",SUM(AK332:AK341))","v":" "},{"$f":"IF($D342=\" \",\" \",SUM(AL332:AL341))","v":" "},{"$f":"IF($D342=\" \",\" \",AJ342*AL342)","v":" "}," ",{"$f":"IF($D342=\" \",\" \",SUM(AO332:AO341))","v":" "},{"$f":"IF($D342=\" \",\" \",SUM(AP332:AP341))","v":" "},{"$f":"IF($D342=\" \",\" \",AN342*AP342)","v":" "}," ",{"$f":"IF($D342=\" \",\" \",SUM(AS332:AS341))","v":" "},{"$f":"IF($D342=\" \",\" \",SUM(AT332:AT341))","v":" "},{"$f":"IF($D342=\" \",\" \",AR342*AT342)","v":" "}," ",{"$f":"IF($D342=\" \",\" \",SUM(AW332:AW341))","v":" "},{"$f":"IF($D342=\" \",\" \",SUM(AX332:AX341))","v":" "},{"$f":"IF($D342=\" \",\" \",AV342*AX342)","v":" "}," ",{"$f":"IF($D342=\" \",\" \",SUM(BA332:BA341))","v":" "},{"$f":"IF($D342=\" \",\" \",SUM(BB332:BB341))","v":" "},{"$f":"IF($D342=\" \",\" \",AZ342*BB342)","v":" "}," ",{"$f":"IF($D342=\" \",\" \",SUM(BE332:BE341))","v":" "},{"$f":"IF($D342=\" \",\" \",SUM(BF332:BF341))","v":" "},{"$f":"IF($D342=\" \",\" \",BD342*BF342)","v":" "}," ",{"$f":"IF($D342=\" \",\" \",SUM(BI332:BI341))","v":" "},{"$f":"IF($D342=\" \",\" \",SUM(BJ332:BJ341))","v":" "},{"$f":"IF($D342=\" \",\" \",BH342*BJ342)","v":" "}," ",{"$f":"IF($D342=\" \",\" \",SUM(BM332:BM341))","v":" "},{"$f":"IF($D342=\" \",\" \",SUM(BN332:BN341))","v":" "},{"$f":"IF($D342=\" \",\" \",BL342*BN342)","v":" "}," ",{"$f":"IF($D342=\" \",\" \",SUM(BQ332:BQ341))","v":" "},{"$f":"IF($D342=\" \",\" \",SUM(BR332:BR341))","v":" "},{"$f":"IF($D342=\" \",\" \",BP342*BR342)","v":" "}," ",{"$f":"IF($D342=\" \",\" \",SUM(BU332:BU341))","v":" "},{"$f":"IF($D342=\" \",\" \",SUM(BV332:BV341))","v":" "},{"$f":"IF($D342=\" \",\" \",BT342*BV342)","v":" "}," ",{"$f":"IF($D342=\" \",\" \",SUM(BY332:BY341))","v":" "},{"$f":"IF($D342=\" \",\" \",SUM(BZ332:BZ341))","v":" "},{"$f":"IF($D342=\" \",\" \",BX342*BZ342)","v":" "}," ",{"$f":"IF($D342=\" \",\" \",SUM(CC332:CC341))","v":" "},{"$f":"IF($D342=\" \",\" \",SUM(CD332:CD341))","v":" "},{"$f":"IF($D342=\" \",\" \",CB342*CD342)","v":" "}," ",{"$f":"IF($D342=\" \",\" \",SUM(CG332:CG341))","v":" "},{"$f":"IF($D342=\" \",\" \",SUM(CH332:CH341))","v":" "},{"$f":"IF($D342=\" \",\" \",CF342*CH342)","v":" "}," ",{"$f":"IF($D342=\" \",\" \",SUM(CK332:CK341))","v":" "},{"$f":"IF($D342=\" \",\" \",SUM(CL332:CL341))","v":" "},{"$f":"IF($D342=\" \",\" \",CJ342*CL342)","v":" "}," ",{"$f":"IF($D342=\" \",\" \",SUM(CO332:CO341))","v":" "},{"$f":"IF($D342=\" \",\" \",SUM(CP332:CP341))","v":" "},{"$f":"IF($D342=\" \",\" \",CN342*CP342)","v":" "},{"$f":"IF($D342=\" \",\" \",1/CS342)","v":" "},{"$f":"IF($D342=\" \",\" \",SUM(CS332:CS341))","v":" "},{"$f":"IF($D342=\" \",\" \",SUM(CT332:CT341))","v":" "},{"$f":"IF($D342=\" \",\" \",CR342*CT342)","v":" "}," ",{"$f":"IF($D342=\" \",\" \",SUM(CW332:CW341))","v":" "},{"$f":"IF($D342=\" \",\" \",SUM(CX332:CX341))","v":" "},{"$f":"IF($D342=\" \",\" \",CV342*CX342)","v":" "}," ",{"$f":"IF($D342=\" \",\" \",SUM(DA332:DA341))","v":" "},{"$f":"IF($D342=\" \",\" \",SUM(DB332:DB341))","v":" "},{"$f":"IF($D342=\" \",\" \",CZ342*DB342)","v":" "}," ",{"$f":"IF($D342=\" \",\" \",SUM(DE332:DE341))","v":" "},{"$f":"IF($D342=\" \",\" \",SUM(DF332:DF341))","v":" "},{"$f":"IF($D342=\" \",\" \",DD342*DF342)","v":" "}," ",{"$f":"IF($D342=\" \",\" \",SUM(DI332:DI341))","v":" "},{"$f":"IF($D342=\" \",\" \",SUM(DJ332:DJ341))","v":" "},{"$f":"IF($D342=\" \",\" \",DH342*DJ342)","v":" "}," ",{"$f":"IF($D342=\" \",\" \",SUM(DM332:DM341))","v":" "},{"$f":"IF($D342=\" \",\" \",SUM(DN332:DN341))","v":" "},{"$f":"IF($D342=\" \",\" \",DL342*DN342)","v":" "}," ",{"$f":"IF($D342=\" \",\" \",SUM(DQ332:DQ341))","v":" "},{"$f":"IF($D342=\" \",\" \",SUM(DR332:DR341))","v":" "},{"$f":"IF($D342=\" \",\" \",DP342*DR342)","v":" "}," ",{"$f":"IF($D342=\" \",\" \",SUM(DU332:DU341))","v":" "},{"$f":"IF($D342=\" \",\" \",SUM(DV332:DV341))","v":" "},{"$f":"IF($D342=\" \",\" \",DT342*DV342)","v":" "}," ",{"$f":"IF($D342=\" \",\" \",SUM(DY332:DY341))","v":" "},{"$f":"IF($D342=\" \",\" \",SUM(DZ332:DZ341))","v":" "},{"$f":"IF($D342=\" \",\" \",DX342*DZ342)","v":" "}," ",{"$f":"IF($D342=\" \",\" \",SUM(EC332:EC341))","v":" "},{"$f":"IF($D342=\" \",\" \",SUM(ED332:ED341))","v":" "},{"$f":"IF($D342=\" \",\" \",EB342*ED342)","v":" "}," ",{"$f":"IF($D342=\" \",\" \",SUM(EG332:EG341))","v":" "},{"$f":"IF($D342=\" \",\" \",SUM(EH332:EH341))","v":" "},{"$f":"IF($D342=\" \",\" \",EF342*EH342)","v":" "}," ",{"$f":"IF($D342=\" \",\" \",SUM(EK332:EK341))","v":" "},{"$f":"IF($D342=\" \",\" \",SUM(EL332:EL341))","v":" "},{"$f":"IF($D342=\" \",\" \",EJ342*EL342)","v":" "}," ",{"$f":"IF($D342=\" \",\" \",SUM(EO332:EO341))","v":" "},{"$f":"IF($D342=\" \",\" \",SUM(EP332:EP341))","v":" "},{"$f":"IF($D342=\" \",\" \",EN342*EP342)","v":" "}," ",{"$f":"IF($D342=\" \",\" \",SUM(ES332:ES341))","v":" "},{"$f":"IF($D342=\" \",\" \",SUM(ET332:ET341))","v":" "},{"$f":"IF($D342=\" \",\" \",ER342*ET342)","v":" "}," ",{"$f":"IF($D342=\" \",\" \",SUM(EW332:EW341))","v":" "},{"$f":"IF($D342=\" \",\" \",SUM(EX332:EX341))","v":" "},{"$f":"IF($D342=\" \",\" \",EV342*EX342)","v":" "}," ",{"$f":"IF($D342=\" \",\" \",SUM(FA332:FA341))","v":" "},{"$f":"IF($D342=\" \",\" \",SUM(FB332:FB341))","v":" "},{"$f":"IF($D342=\" \",\" \",EZ342*FB342)","v":" "},{"$f":"IF($D342=\" \",\" \",1/FE342)","v":" "},{"$f":"IF($D342=\" \",\" \",SUM(FE332:FE341))","v":" "},{"$f":"IF($D342=\" \",\" \",SUM(FF332:FF341))","v":" "},{"$f":"IF($D342=\" \",\" \",FD342*FF342)","v":" "}," ",{"$f":"IF($D342=\" \",\" \",SUM(FI332:FI341))","v":" "},{"$f":"IF($D342=\" \",\" \",SUM(FJ332:FJ341))","v":" "},{"$f":"IF($D342=\" \",\" \",FH342*FJ342)","v":" "}," ",{"$f":"IF($D342=\" \",\" \",SUM(FM332:FM341))","v":" "},{"$f":"IF($D342=\" \",\" \",SUM(FN332:FN341))","v":" "},{"$f":"IF($D342=\" \",\" \",FL342*FN342)","v":" "}," ",{"$f":"IF($D342=\" \",\" \",SUM(FQ332:FQ341))","v":" "},{"$f":"IF($D342=\" \",\" \",SUM(FR332:FR341))","v":" "},{"$f":"IF($D342=\" \",\" \",FP342*FR342)","v":" "}," ",{"$f":"IF($D342=\" \",\" \",SUM(FU332:FU341))","v":" "},{"$f":"IF($D342=\" \",\" \",SUM(FV332:FV341))","v":" "},{"$f":"IF($D342=\" \",\" \",FT342*FV342)","v":" "}," ",{"$f":"IF($D342=\" \",\" \",SUM(FY332:FY341))","v":" "},{"$f":"IF($D342=\" \",\" \",SUM(FZ332:FZ341))","v":" "},{"$f":"IF($D342=\" \",\" \",FX342*FZ342)","v":" "}," ",{"$f":"IF($D342=\" \",\" \",SUM(GC332:GC341))","v":" "},{"$f":"IF($D342=\" \",\" \",SUM(GD332:GD341))","v":" "},{"$f":"IF($D342=\" \",\" \",GB342*GD342)","v":" "}," ",{"$f":"IF($D342=\" \",\" \",SUM(GG332:GG341))","v":" "},{"$f":"IF($D342=\" \",\" \",SUM(GH332:GH341))","v":" "},{"$f":"IF($D342=\" \",\" \",GF342*GH342)","v":" "}," ",{"$f":"IF($D342=\" \",\" \",SUM(GK332:GK341))","v":" "},{"$f":"IF($D342=\" \",\" \",SUM(GL332:GL341))","v":" "},{"$f":"IF($D342=\" \",\" \",GJ342*GL342)","v":" "}," ",{"$f":"IF($D342=\" \",\" \",SUM(GO332:GO341))","v":" "},{"$f":"IF($D342=\" \",\" \",SUM(GP332:GP341))","v":" "},{"$f":"IF($D342=\" \",\" \",GN342*GP342)","v":" "}," ",{"$f":"IF($D342=\" \",\" \",SUM(GS332:GS341))","v":" "},{"$f":"IF($D342=\" \",\" \",SUM(GT332:GT341))","v":" "},{"$f":"IF($D342=\" \",\" \",GR342*GT342)","v":" "}," ",{"$f":"IF($D342=\" \",\" \",SUM(GW332:GW341))","v":" "},{"$f":"IF($D342=\" \",\" \",SUM(GX332:GX341))","v":" "},{"$f":"IF($D342=\" \",\" \",GV342*GX342)","v":" "}," ",{"$f":"IF($D342=\" \",\" \",SUM(HA332:HA341))","v":" "},{"$f":"IF($D342=\" \",\" \",SUM(HB332:HB341))","v":" "},{"$f":"IF($D342=\" \",\" \",GZ342*HB342)","v":" "}," ",{"$f":"IF($D342=\" \",\" \",SUM(HE332:HE341))","v":" "},{"$f":"IF($D342=\" \",\" \",SUM(HF332:HF341))","v":" "},{"$f":"IF($D342=\" \",\" \",HD342*HF342)","v":" "}," ",{"$f":"IF($D342=\" \",\" \",SUM(HI332:HI341))","v":" "},{"$f":"IF($D342=\" \",\" \",SUM(HJ332:HJ341))","v":" "},{"$f":"IF($D342=\" \",\" \",HH342*HJ342)","v":" "}," ",{"$f":"IF($D342=\" \",\" \",SUM(HM332:HM341))","v":" "},{"$f":"IF($D342=\" \",\" \",SUM(HN332:HN341))","v":" "},{"$f":"IF($D342=\" \",\" \",HL342*HN342)","v":" "},null,{"$f":"IF($D342=\"Full\",'Failure Persistence Storage'!AB342,0)","v":0},{"$f":"IF($D342=\"Full\",'Failure Persistence Storage'!AE342,0)","v":0},{"$f":"IF($D342=\"Full\",'Failure Persistence Storage'!AF342,0)","v":0},{"$f":"IF($D342=\"Full\",'Failure Persistence Storage'!AI342,0)","v":0},{"$f":"IF($D342=\"Full\",'Failure Persistence Storage'!AJ342,0)","v":0},{"$f":"IF($D342=\"Full\",'Failure Persistence Storage'!AM342,0)","v":0},{"$f":"IF($D342=\"Full\",'Failure Persistence Storage'!AN342,0)","v":0},{"$f":"IF($D342=\"Full\",'Failure Persistence Storage'!AQ342,0)","v":0},{"$f":"IF($D342=\"Full\",'Failure Persistence Storage'!AR342,0)","v":0},{"$f":"IF($D342=\"Full\",'Failure Persistence Storage'!AU342,0)","v":0},{"$f":"IF($D342=\"Full\",'Failure Persistence Storage'!AV342,0)","v":0},{"$f":"IF($D342=\"Full\",'Failure Persistence Storage'!AY342,0)","v":0},{"$f":"IF($D342=\"Full\",'Failure Persistence Storage'!AZ342,0)","v":0},{"$f":"IF($D342=\"Full\",'Failure Persistence Storage'!BC342,0)","v":0},{"$f":"IF($D342=\"Full\",'Failure Persistence Storage'!BD342,0)","v":0},{"$f":"IF($D342=\"Full\",'Failure Persistence Storage'!BG342,0)","v":0},{"$f":"IF($D342=\"Full\",'Failure Persistence Storage'!BH342,0)","v":0},{"$f":"IF($D342=\"Full\",'Failure Persistence Storage'!BK342,0)","v":0},{"$f":"IF($D342=\"Full\",'Failure Persistence Storage'!BL342,0)","v":0},{"$f":"IF($D342=\"Full\",'Failure Persistence Storage'!BO342,0)","v":0},{"$f":"IF($D342=\"Full\",'Failure Persistence Storage'!BP342,0)","v":0},{"$f":"IF($D342=\"Full\",'Failure Persistence Storage'!BS342,0)","v":0},{"$f":"IF($D342=\"Full\",'Failure Persistence Storage'!BT342,0)","v":0},{"$f":"IF($D342=\"Full\",'Failure Persistence Storage'!BW342,0)","v":0},{"$f":"IF($D342=\"Full\",'Failure Persistence Storage'!BX342,0)","v":0},{"$f":"IF($D342=\"Full\",'Failure Persistence Storage'!CA342,0)","v":0},{"$f":"IF($D342=\"Full\",'Failure Persistence Storage'!CB342,0)","v":0},{"$f":"IF($D342=\"Full\",'Failure Persistence Storage'!CE342,0)","v":0},{"$f":"IF($D342=\"Full\",'Failure Persistence Storage'!CF342,0)","v":0},{"$f":"IF($D342=\"Full\",'Failure Persistence Storage'!CI342,0)","v":0},{"$f":"IF($D342=\"Full\",'Failure Persistence Storage'!CJ342,0)","v":0},{"$f":"IF($D342=\"Full\",'Failure Persistence Storage'!CM342,0)","v":0},{"$f":"IF($D342=\"Full\",'Failure Persistence Storage'!CN342,0)","v":0},{"$f":"IF($D342=\"Full\",'Failure Persistence Storage'!CQ342,0)","v":0},{"$f":"IF($D342=\"Full\",'Failure Persistence Storage'!CR342,0)","v":0},{"$f":"IF($D342=\"Full\",'Failure Persistence Storage'!CU342,0)","v":0},{"$f":"IF($D342=\"Full\",'Failure Persistence Storage'!CV342,0)","v":0},{"$f":"IF($D342=\"Full\",'Failure Persistence Storage'!CY342,0)","v":0},{"$f":"IF($D342=\"Full\",'Failure Persistence Storage'!CZ342,0)","v":0},{"$f":"IF($D342=\"Full\",'Failure Persistence Storage'!DC342,0)","v":0},{"$f":"IF($D342=\"Full\",'Failure Persistence Storage'!DD342,0)","v":0},{"$f":"IF($D342=\"Full\",'Failure Persistence Storage'!DG342,0)","v":0},{"$f":"IF($D342=\"Full\",'Failure Persistence Storage'!DH342,0)","v":0},{"$f":"IF($D342=\"Full\",'Failure Persistence Storage'!DK342,0)","v":0},{"$f":"IF($D342=\"Full\",'Failure Persistence Storage'!DL342,0)","v":0},{"$f":"IF($D342=\"Full\",'Failure Persistence Storage'!DO342,0)","v":0},{"$f":"IF($D342=\"Full\",'Failure Persistence Storage'!DP342,0)","v":0},{"$f":"IF($D342=\"Full\",'Failure Persistence Storage'!DS342,0)","v":0},{"$f":"IF($D342=\"Full\",'Failure Persistence Storage'!DT342,0)","v":0},{"$f":"IF($D342=\"Full\",'Failure Persistence Storage'!DW342,0)","v":0},{"$f":"IF($D342=\"Full\",'Failure Persistence Storage'!DX342,0)","v":0},{"$f":"IF($D342=\"Full\",'Failure Persistence Storage'!EA342,0)","v":0},{"$f":"IF($D342=\"Full\",'Failure Persistence Storage'!EB342,0)","v":0},{"$f":"IF($D342=\"Full\",'Failure Persistence Storage'!EE342,0)","v":0},{"$f":"IF($D342=\"Full\",'Failure Persistence Storage'!EF342,0)","v":0},{"$f":"IF($D342=\"Full\",'Failure Persistence Storage'!EI342,0)","v":0},{"$f":"IF($D342=\"Full\",'Failure Persistence Storage'!EJ342,0)","v":0},{"$f":"IF($D342=\"Full\",'Failure Persistence Storage'!EM342,0)","v":0},{"$f":"IF($D342=\"Full\",'Failure Persistence Storage'!EN342,0)","v":0},{"$f":"IF($D342=\"Full\",'Failure Persistence Storage'!EQ342,0)","v":0},{"$f":"IF($D342=\"Full\",'Failure Persistence Storage'!ER342,0)","v":0},{"$f":"IF($D342=\"Full\",'Failure Persistence Storage'!EU342,0)","v":0},{"$f":"IF($D342=\"Full\",'Failure Persistence Storage'!EV342,0)","v":0},{"$f":"IF($D342=\"Full\",'Failure Persistence Storage'!EY342,0)","v":0},{"$f":"IF($D342=\"Full\",'Failure Persistence Storage'!EZ342,0)","v":0},{"$f":"IF($D342=\"Full\",'Failure Persistence Storage'!FC342,0)","v":0},{"$f":"IF($D342=\"Full\",'Failure Persistence Storage'!FD342,0)","v":0},{"$f":"IF($D342=\"Full\",'Failure Persistence Storage'!FG342,0)","v":0},{"$f":"IF($D342=\"Full\",'Failure Persistence Storage'!FH342,0)","v":0},{"$f":"IF($D342=\"Full\",'Failure Persistence Storage'!FK342,0)","v":0},{"$f":"IF($D342=\"Full\",'Failure Persistence Storage'!FL342,0)","v":0},{"$f":"IF($D342=\"Full\",'Failure Persistence Storage'!FO342,0)","v":0},{"$f":"IF($D342=\"Full\",'Failure Persistence Storage'!FP342,0)","v":0},{"$f":"IF($D342=\"Full\",'Failure Persistence Storage'!FS342,0)","v":0},{"$f":"IF($D342=\"Full\",'Failure Persistence Storage'!FT342,0)","v":0},{"$f":"IF($D342=\"Full\",'Failure Persistence Storage'!FW342,0)","v":0},{"$f":"IF($D342=\"Full\",'Failure Persistence Storage'!FX342,0)","v":0},{"$f":"IF($D342=\"Full\",'Failure Persistence Storage'!GA342,0)","v":0},{"$f":"IF($D342=\"Full\",'Failure Persistence Storage'!GB342,0)","v":0},{"$f":"IF($D342=\"Full\",'Failure Persistence Storage'!GE342,0)","v":0},{"$f":"IF($D342=\"Full\",'Failure Persistence Storage'!GF342,0)","v":0},{"$f":"IF($D342=\"Full\",'Failure Persistence Storage'!GI342,0)","v":0},{"$f":"IF($D342=\"Full\",'Failure Persistence Storage'!GJ342,0)","v":0},{"$f":"IF($D342=\"Full\",'Failure Persistence Storage'!GM342,0)","v":0},{"$f":"IF($D342=\"Full\",'Failure Persistence Storage'!GN342,0)","v":0},{"$f":"IF($D342=\"Full\",'Failure Persistence Storage'!GQ342,0)","v":0},{"$f":"IF($D342=\"Full\",'Failure Persistence Storage'!GR342,0)","v":0},{"$f":"IF($D342=\"Full\",'Failure Persistence Storage'!GU342,0)","v":0},{"$f":"IF($D342=\"Full\",'Failure Persistence Storage'!GV342,0)","v":0},{"$f":"IF($D342=\"Full\",'Failure Persistence Storage'!GY342,0)","v":0},{"$f":"IF($D342=\"Full\",'Failure Persistence Storage'!GZ342,0)","v":0},{"$f":"IF($D342=\"Full\",'Failure Persistence Storage'!HC342,0)","v":0},{"$f":"IF($D342=\"Full\",'Failure Persistence Storage'!HD342,0)","v":0},{"$f":"IF($D342=\"Full\",'Failure Persistence Storage'!HG342,0)","v":0},{"$f":"IF($D342=\"Full\",'Failure Persistence Storage'!HH342,0)","v":0},{"$f":"IF($D342=\"Full\",'Failure Persistence Storage'!HK342,0)","v":0},{"$f":"IF($D342=\"Full\",'Failure Persistence Storage'!HL342,0)","v":0},{"$f":"IF($D342=\"Full\",'Failure Persistence Storage'!HO342,0)","v":0}]
[null,null,null,null,null,null,null,null,null,null,null,null,null,null,null,null,null,null,null,null,null,null,null,null,null,null,null," "," "," "," "," "," "," "," "," "," "," "," "," "," "," "," "," "," "," "," "," "," "," "," "," "," "," "," "," "," "," "," "," "," "," "," "," "," "," "," "," "," "," "," "," "," "," "," "," "," "," "," "," "," "," "," "," "," "," "," "," "," "," "," "," "," "," "," "," "," "," "," "," "," "," "," "," "," "," "," "," "," "," "," "," "," "," "," "," "," "," "," "," "," "," "," "," "," "," "," "," "," "," "," "," "," "," "," "," "," "," "," "," "," "," "," "," "," "," "," "," "," "," "," "," "," "," "," "," "," "," "," "," "," "," "," "," "," "," "," "," "," "," "," "," "," "," "," "," "," "," "," "," "," "," "," "," "," "," "," "," "," "," "," "," "," "," "," "," "," "," "," "," "," "," "," "," "," "," "," "," "," "," "," "," "," "," "," "," "," "," "," "," "," "," "," ",null,{"$f":"IF($D348=\"Full\",'Failure Persistence Storage'!AB348,0)","v":0},{"$f":"IF($D348=\"Full\",'Failure Persistence Storage'!AE348,0)","v":0},{"$f":"IF($D348=\"Full\",'Failure Persistence Storage'!AF348,0)","v":0},{"$f":"IF($D348=\"Full\",'Failure Persistence Storage'!AI348,0)","v":0},{"$f":"IF($D348=\"Full\",'Failure Persistence Storage'!AJ348,0)","v":0},{"$f":"IF($D348=\"Full\",'Failure Persistence Storage'!AM348,0)","v":0},{"$f":"IF($D348=\"Full\",'Failure Persistence Storage'!AN348,0)","v":0},{"$f":"IF($D348=\"Full\",'Failure Persistence Storage'!AQ348,0)","v":0},{"$f":"IF($D348=\"Full\",'Failure Persistence Storage'!AR348,0)","v":0},{"$f":"IF($D348=\"Full\",'Failure Persistence Storage'!AU348,0)","v":0},{"$f":"IF($D348=\"Full\",'Failure Persistence Storage'!AV348,0)","v":0},{"$f":"IF($D348=\"Full\",'Failure Persistence Storage'!AY348,0)","v":0},{"$f":"IF($D348=\"Full\",'Failure Persistence Storage'!AZ348,0)","v":0},{"$f":"IF($D348=\"Full\",'Failure Persistence Storage'!BC348,0)","v":0},{"$f":"IF($D348=\"Full\",'Failure Persistence Storage'!BD348,0)","v":0},{"$f":"IF($D348=\"Full\",'Failure Persistence Storage'!BG348,0)","v":0},{"$f":"IF($D348=\"Full\",'Failure Persistence Storage'!BH348,0)","v":0},{"$f":"IF($D348=\"Full\",'Failure Persistence Storage'!BK348,0)","v":0},{"$f":"IF($D348=\"Full\",'Failure Persistence Storage'!BL348,0)","v":0},{"$f":"IF($D348=\"Full\",'Failure Persistence Storage'!BO348,0)","v":0},{"$f":"IF($D348=\"Full\",'Failure Persistence Storage'!BP348,0)","v":0},{"$f":"IF($D348=\"Full\",'Failure Persistence Storage'!BS348,0)","v":0},{"$f":"IF($D348=\"Full\",'Failure Persistence Storage'!BT348,0)","v":0},{"$f":"IF($D348=\"Full\",'Failure Persistence Storage'!BW348,0)","v":0},{"$f":"IF($D348=\"Full\",'Failure Persistence Storage'!BX348,0)","v":0},{"$f":"IF($D348=\"Full\",'Failure Persistence Storage'!CA348,0)","v":0},{"$f":"IF($D348=\"Full\",'Failure Persistence Storage'!CB348,0)","v":0},{"$f":"IF($D348=\"Full\",'Failure Persistence Storage'!CE348,0)","v":0},{"$f":"IF($D348=\"Full\",'Failure Persistence Storage'!CF348,0)","v":0},{"$f":"IF($D348=\"Full\",'Failure Persistence Storage'!CI348,0)","v":0},{"$f":"IF($D348=\"Full\",'Failure Persistence Storage'!CJ348,0)","v":0},{"$f":"IF($D348=\"Full\",'Failure Persistence Storage'!CM348,0)","v":0},{"$f":"IF($D348=\"Full\",'Failure Persistence Storage'!CN348,0)","v":0},{"$f":"IF($D348=\"Full\",'Failure Persistence Storage'!CQ348,0)","v":0},{"$f":"IF($D348=\"Full\",'Failure Persistence Storage'!CR348,0)","v":0},{"$f":"IF($D348=\"Full\",'Failure Persistence Storage'!CU348,0)","v":0},{"$f":"IF($D348=\"Full\",'Failure Persistence Storage'!CV348,0)","v":0},{"$f":"IF($D348=\"Full\",'Failure Persistence Storage'!CY348,0)","v":0},{"$f":"IF($D348=\"Full\",'Failure Persistence Storage'!CZ348,0)","v":0},{"$f":"IF($D348=\"Full\",'Failure Persistence Storage'!DC348,0)","v":0},{"$f":"IF($D348=\"Full\",'Failure Persistence Storage'!DD348,0)","v":0},{"$f":"IF($D348=\"Full\",'Failure Persistence Storage'!DG348,0)","v":0},{"$f":"IF($D348=\"Full\",'Failure Persistence Storage'!DH348,0)","v":0},{"$f":"IF($D348=\"Full\",'Failure Persistence Storage'!DK348,0)","v":0},{"$f":"IF($D348=\"Full\",'Failure Persistence Storage'!DL348,0)","v":0},{"$f":"IF($D348=\"Full\",'Failure Persistence Storage'!DO348,0)","v":0},{"$f":"IF($D348=\"Full\",'Failure Persistence Storage'!DP348,0)","v":0},{"$f":"IF($D348=\"Full\",'Failure Persistence Storage'!DS348,0)","v":0},{"$f":"IF($D348=\"Full\",'Failure Persistence Storage'!DT348,0)","v":0},{"$f":"IF($D348=\"Full\",'Failure Persistence Storage'!DW348,0)","v":0},{"$f":"IF($D348=\"Full\",'Failure Persistence Storage'!DX348,0)","v":0},{"$f":"IF($D348=\"Full\",'Failure Persistence Storage'!EA348,0)","v":0},{"$f":"IF($D348=\"Full\",'Failure Persistence Storage'!EB348,0)","v":0},{"$f":"IF($D348=\"Full\",'Failure Persistence Storage'!EE348,0)","v":0},{"$f":"IF($D348=\"Full\",'Failure Persistence Storage'!EF348,0)","v":0},{"$f":"IF($D348=\"Full\",'Failure Persistence Storage'!EI348,0)","v":0},{"$f":"IF($D348=\"Full\",'Failure Persistence Storage'!EJ348,0)","v":0},{"$f":"IF($D348=\"Full\",'Failure Persistence Storage'!EM348,0)","v":0},{"$f":"IF($D348=\"Full\",'Failure Persistence Storage'!EN348,0)","v":0},{"$f":"IF($D348=\"Full\",'Failure Persistence Storage'!EQ348,0)","v":0},{"$f":"IF($D348=\"Full\",'Failure Persistence Storage'!ER348,0)","v":0},{"$f":"IF($D348=\"Full\",'Failure Persistence Storage'!EU348,0)","v":0},{"$f":"IF($D348=\"Full\",'Failure Persistence Storage'!EV348,0)","v":0},{"$f":"IF($D348=\"Full\",'Failure Persistence Storage'!EY348,0)","v":0},{"$f":"IF($D348=\"Full\",'Failure Persistence Storage'!EZ348,0)","v":0},{"$f":"IF($D348=\"Full\",'Failure Persistence Storage'!FC348,0)","v":0},{"$f":"IF($D348=\"Full\",'Failure Persistence Storage'!FD348,0)","v":0},{"$f":"IF($D348=\"Full\",'Failure Persistence Storage'!FG348,0)","v":0},{"$f":"IF($D348=\"Full\",'Failure Persistence Storage'!FH348,0)","v":0},{"$f":"IF($D348=\"Full\",'Failure Persistence Storage'!FK348,0)","v":0},{"$f":"IF($D348=\"Full\",'Failure Persistence Storage'!FL348,0)","v":0},{"$f":"IF($D348=\"Full\",'Failure Persistence Storage'!FO348,0)","v":0},{"$f":"IF($D348=\"Full\",'Failure Persistence Storage'!FP348,0)","v":0},{"$f":"IF($D348=\"Full\",'Failure Persistence Storage'!FS348,0)","v":0},{"$f":"IF($D348=\"Full\",'Failure Persistence Storage'!FT348,0)","v":0},{"$f":"IF($D348=\"Full\",'Failure Persistence Storage'!FW348,0)","v":0},{"$f":"IF($D348=\"Full\",'Failure Persistence Storage'!FX348,0)","v":0},{"$f":"IF($D348=\"Full\",'Failure Persistence Storage'!GA348,0)","v":0},{"$f":"IF($D348=\"Full\",'Failure Persistence Storage'!GB348,0)","v":0},{"$f":"IF($D348=\"Full\",'Failure Persistence Storage'!GE348,0)","v":0},{"$f":"IF($D348=\"Full\",'Failure Persistence Storage'!GF348,0)","v":0},{"$f":"IF($D348=\"Full\",'Failure Persistence Storage'!GI348,0)","v":0},{"$f":"IF($D348=\"Full\",'Failure Persistence Storage'!GJ348,0)","v":0},{"$f":"IF($D348=\"Full\",'Failure Persistence Storage'!GM348,0)","v":0},{"$f":"IF($D348=\"Full\",'Failure Persistence Storage'!GN348,0)","v":0},{"$f":"IF($D348=\"Full\",'Failure Persistence Storage'!GQ348,0)","v":0},{"$f":"IF($D348=\"Full\",'Failure Persistence Storage'!GR348,0)","v":0},{"$f":"IF($D348=\"Full\",'Failure Persistence Storage'!GU348,0)","v":0},{"$f":"IF($D348=\"Full\",'Failure Persistence Storage'!GV348,0)","v":0},{"$f":"IF($D348=\"Full\",'Failure Persistence Storage'!GY348,0)","v":0},{"$f":"IF($D348=\"Full\",'Failure Persistence Storage'!GZ348,0)","v":0},{"$f":"IF($D348=\"Full\",'Failure Persistence Storage'!HC348,0)","v":0},{"$f":"IF($D348=\"Full\",'Failure Persistence Storage'!HD348,0)","v":0},{"$f":"IF($D348=\"Full\",'Failure Persistence Storage'!HG348,0)","v":0},{"$f":"IF($D348=\"Full\",'Failure Persistence Storage'!HH348,0)","v":0},{"$f":"IF($D348=\"Full\",'Failure Persistence Storage'!HK348,0)","v":0},{"$f":"IF($D348=\"Full\",'Failure Persistence Storage'!HL348,0)","v":0},{"$f":"IF($D348=\"Full\",'Failure Persistence Storage'!HO348,0)","v":0}]
[null,null,null,null,null,null,null,null,null,null,null,null,null,null,null,null,null,null,null,null,null,null,null,null,null,null,null," "," "," "," "," "," "," "," "," "," "," "," "," "," "," "," "," "," "," "," "," "," "," "," "," "," "," "," "," "," "," "," "," "," "," "," "," "," "," "," "," "," "," "," "," "," "," "," "," "," "," "," "," "," "," "," "," "," "," "," "," "," "," "," "," "," "," "," "," "," "," "," "," "," "," "," "," "," "," "," "," "," "," "," "," "," "," "," "," "," "," "," "," "," "," "," "," "," "," "," "," "," "," "," "," "," "," "," "," "," "," "," "," "," "," "," "," "," "," "," "," "," "," "," "," "," "," "," "," "," "," "," "," "," "," "," "," "," "," "," "," "," "," "," "," "," "," "," "," "," "," "," "," "," "," "," "," "," "," "," "," "," "," "," "," "," "," "," "," "," "," "," "," "," "," "," "," "," "," "," "," "," "," "," "," "," "," "," "," "," "," "," "," "," "," "," ",null,{"$f":"IF($D350=\"Full\",'Failure Persistence Storage'!AB350,0)","v":0},{"$f":"IF($D350=\"Full\",'Failure Persistence Storage'!AE350,0)","v":0},{"$f":"IF($D350=\"Full\",'Failure Persistence Storage'!AF350,0)","v":0},{"$f":"IF($D350=\"Full\",'Failure Persistence Storage'!AI350,0)","v":0},{"$f":"IF($D350=\"Full\",'Failure Persistence Storage'!AJ350,0)","v":0},{"$f":"IF($D350=\"Full\",'Failure Persistence Storage'!AM350,0)","v":0},{"$f":"IF($D350=\"Full\",'Failure Persistence Storage'!AN350,0)","v":0},{"$f":"IF($D350=\"Full\",'Failure Persistence Storage'!AQ350,0)","v":0},{"$f":"IF($D350=\"Full\",'Failure Persistence Storage'!AR350,0)","v":0},{"$f":"IF($D350=\"Full\",'Failure Persistence Storage'!AU350,0)","v":0},{"$f":"IF($D350=\"Full\",'Failure Persistence Storage'!AV350,0)","v":0},{"$f":"IF($D350=\"Full\",'Failure Persistence Storage'!AY350,0)","v":0},{"$f":"IF($D350=\"Full\",'Failure Persistence Storage'!AZ350,0)","v":0},{"$f":"IF($D350=\"Full\",'Failure Persistence Storage'!BC350,0)","v":0},{"$f":"IF($D350=\"Full\",'Failure Persistence Storage'!BD350,0)","v":0},{"$f":"IF($D350=\"Full\",'Failure Persistence Storage'!BG350,0)","v":0},{"$f":"IF($D350=\"Full\",'Failure Persistence Storage'!BH350,0)","v":0},{"$f":"IF($D350=\"Full\",'Failure Persistence Storage'!BK350,0)","v":0},{"$f":"IF($D350=\"Full\",'Failure Persistence Storage'!BL350,0)","v":0},{"$f":"IF($D350=\"Full\",'Failure Persistence Storage'!BO350,0)","v":0},{"$f":"IF($D350=\"Full\",'Failure Persistence Storage'!BP350,0)","v":0},{"$f":"IF($D350=\"Full\",'Failure Persistence Storage'!BS350,0)","v":0},{"$f":"IF($D350=\"Full\",'Failure Persistence Storage'!BT350,0)","v":0},{"$f":"IF($D350=\"Full\",'Failure Persistence Storage'!BW350,0)","v":0},{"$f":"IF($D350=\"Full\",'Failure Persistence Storage'!BX350,0)","v":0},{"$f":"IF($D350=\"Full\",'Failure Persistence Storage'!CA350,0)","v":0},{"$f":"IF($D350=\"Full\",'Failure Persistence Storage'!CB350,0)","v":0},{"$f":"IF($D350=\"Full\",'Failure Persistence Storage'!CE350,0)","v":0},{"$f":"IF($D350=\"Full\",'Failure Persistence Storage'!CF350,0)","v":0},{"$f":"IF($D350=\"Full\",'Failure Persistence Storage'!CI350,0)","v":0},{"$f":"IF($D350=\"Full\",'Failure Persistence Storage'!CJ350,0)","v":0},{"$f":"IF($D350=\"Full\",'Failure Persistence Storage'!CM350,0)","v":0},{"$f":"IF($D350=\"Full\",'Failure Persistence Storage'!CN350,0)","v":0},{"$f":"IF($D350=\"Full\",'Failure Persistence Storage'!CQ350,0)","v":0},{"$f":"IF($D350=\"Full\",'Failure Persistence Storage'!CR350,0)","v":0},{"$f":"IF($D350=\"Full\",'Failure Persistence Storage'!CU350,0)","v":0},{"$f":"IF($D350=\"Full\",'Failure Persistence Storage'!CV350,0)","v":0},{"$f":"IF($D350=\"Full\",'Failure Persistence Storage'!CY350,0)","v":0},{"$f":"IF($D350=\"Full\",'Failure Persistence Storage'!CZ350,0)","v":0},{"$f":"IF($D350=\"Full\",'Failure Persistence Storage'!DC350,0)","v":0},{"$f":"IF($D350=\"Full\",'Failure Persistence Storage'!DD350,0)","v":0},{"$f":"IF($D350=\"Full\",'Failure Persistence Storage'!DG350,0)","v":0},{"$f":"IF($D350=\"Full\",'Failure Persistence Storage'!DH350,0)","v":0},{"$f":"IF($D350=\"Full\",'Failure Persistence Storage'!DK350,0)","v":0},{"$f":"IF($D350=\"Full\",'Failure Persistence Storage'!DL350,0)","v":0},{"$f":"IF($D350=\"Full\",'Failure Persistence Storage'!DO350,0)","v":0},{"$f":"IF($D350=\"Full\",'Failure Persistence Storage'!DP350,0)","v":0},{"$f":"IF($D350=\"Full\",'Failure Persistence Storage'!DS350,0)","v":0},{"$f":"IF($D350=\"Full\",'Failure Persistence Storage'!DT350,0)","v":0},{"$f":"IF($D350=\"Full\",'Failure Persistence Storage'!DW350,0)","v":0},{"$f":"IF($D350=\"Full\",'Failure Persistence Storage'!DX350,0)","v":0},{"$f":"IF($D350=\"Full\",'Failure Persistence Storage'!EA350,0)","v":0},{"$f":"IF($D350=\"Full\",'Failure Persistence Storage'!EB350,0)","v":0},{"$f":"IF($D350=\"Full\",'Failure Persistence Storage'!EE350,0)","v":0},{"$f":"IF($D350=\"Full\",'Failure Persistence Storage'!EF350,0)","v":0},{"$f":"IF($D350=\"Full\",'Failure Persistence Storage'!EI350,0)","v":0},{"$f":"IF($D350=\"Full\",'Failure Persistence Storage'!EJ350,0)","v":0},{"$f":"IF($D350=\"Full\",'Failure Persistence Storage'!EM350,0)","v":0},{"$f":"IF($D350=\"Full\",'Failure Persistence Storage'!EN350,0)","v":0},{"$f":"IF($D350=\"Full\",'Failure Persistence Storage'!EQ350,0)","v":0},{"$f":"IF($D350=\"Full\",'Failure Persistence Storage'!ER350,0)","v":0},{"$f":"IF($D350=\"Full\",'Failure Persistence Storage'!EU350,0)","v":0},{"$f":"IF($D350=\"Full\",'Failure Persistence Storage'!EV350,0)","v":0},{"$f":"IF($D350=\"Full\",'Failure Persistence Storage'!EY350,0)","v":0},{"$f":"IF($D350=\"Full\",'Failure Persistence Storage'!EZ350,0)","v":0},{"$f":"IF($D350=\"Full\",'Failure Persistence Storage'!FC350,0)","v":0},{"$f":"IF($D350=\"Full\",'Failure Persistence Storage'!FD350,0)","v":0},{"$f":"IF($D350=\"Full\",'Failure Persistence Storage'!FG350,0)","v":0},{"$f":"IF($D350=\"Full\",'Failure Persistence Storage'!FH350,0)","v":0},{"$f":"IF($D350=\"Full\",'Failure Persistence Storage'!FK350,0)","v":0},{"$f":"IF($D350=\"Full\",'Failure Persistence Storage'!FL350,0)","v":0},{"$f":"IF($D350=\"Full\",'Failure Persistence Storage'!FO350,0)","v":0},{"$f":"IF($D350=\"Full\",'Failure Persistence Storage'!FP350,0)","v":0},{"$f":"IF($D350=\"Full\",'Failure Persistence Storage'!FS350,0)","v":0},{"$f":"IF($D350=\"Full\",'Failure Persistence Storage'!FT350,0)","v":0},{"$f":"IF($D350=\"Full\",'Failure Persistence Storage'!FW350,0)","v":0},{"$f":"IF($D350=\"Full\",'Failure Persistence Storage'!FX350,0)","v":0},{"$f":"IF($D350=\"Full\",'Failure Persistence Storage'!GA350,0)","v":0},{"$f":"IF($D350=\"Full\",'Failure Persistence Storage'!GB350,0)","v":0},{"$f":"IF($D350=\"Full\",'Failure Persistence Storage'!GE350,0)","v":0},{"$f":"IF($D350=\"Full\",'Failure Persistence Storage'!GF350,0)","v":0},{"$f":"IF($D350=\"Full\",'Failure Persistence Storage'!GI350,0)","v":0},{"$f":"IF($D350=\"Full\",'Failure Persistence Storage'!GJ350,0)","v":0},{"$f":"IF($D350=\"Full\",'Failure Persistence Storage'!GM350,0)","v":0},{"$f":"IF($D350=\"Full\",'Failure Persistence Storage'!GN350,0)","v":0},{"$f":"IF($D350=\"Full\",'Failure Persistence Storage'!GQ350,0)","v":0},{"$f":"IF($D350=\"Full\",'Failure Persistence Storage'!GR350,0)","v":0},{"$f":"IF($D350=\"Full\",'Failure Persistence Storage'!GU350,0)","v":0},{"$f":"IF($D350=\"Full\",'Failure Persistence Storage'!GV350,0)","v":0},{"$f":"IF($D350=\"Full\",'Failure Persistence Storage'!GY350,0)","v":0},{"$f":"IF($D350=\"Full\",'Failure Persistence Storage'!GZ350,0)","v":0},{"$f":"IF($D350=\"Full\",'Failure Persistence Storage'!HC350,0)","v":0},{"$f":"IF($D350=\"Full\",'Failure Persistence Storage'!HD350,0)","v":0},{"$f":"IF($D350=\"Full\",'Failure Persistence Storage'!HG350,0)","v":0},{"$f":"IF($D350=\"Full\",'Failure Persistence Storage'!HH350,0)","v":0},{"$f":"IF($D350=\"Full\",'Failure Persistence Storage'!HK350,0)","v":0},{"$f":"IF($D350=\"Full\",'Failure Persistence Storage'!HL350,0)","v":0},{"$f":"IF($D350=\"Full\",'Failure Persistence Storage'!HO350,0)","v":0}]
[null,null,null,null,null,null,null,null,null,null,null,null,null,null,null,null,null,null,null,null,null,null,null,null,null,null,null," "," "," "," "," "," "," "," "," "," "," "," "," "," "," "," "," "," "," "," "," "," "," "," "," "," "," "," "," "," "," "," "," "," "," "," "," "," "," "," "," "," "," "," "," "," "," "," "," "," "," "," "," "," "," "," "," "," "," "," "," "," "," "," "," "," "," "," "," "," "," "," "," "," "," "," "," "," "," "," "," "," "," "," "," "," "," "," "," "," "," "," "," "," "," "," "," "," "," "," "," "," "," "," "," "," "," "," "," "," "," "," "," "," "," "," "," "," "," "," "," "," "," "," "," "," "," "," "," "," "," "," "," "," "," "," "," "," "," "," "," "," "," "," "," "," "," "," "," "," "," "," "," "," "," "," "," "," "," "," "," "," "," "," "," "," "," "," "," "," "," "," "," "," "," "," "," "," "," "," "," "," "," "," "," "," "," "," "," "," "," "," "," "," "," "," ",null,{"$f":"IF($D353=\"Full\",'Failure Persistence Storage'!AB353,0)","v":0},{"$f":"IF($D353=\"Full\",'Failure Persistence Storage'!AE353,0)","v":0},{"$f":"IF($D353=\"Full\",'Failure Persistence Storage'!AF353,0)","v":0},{"$f":"IF($D353=\"Full\",'Failure Persistence Storage'!AI353,0)","v":0},{"$f":"IF($D353=\"Full\",'Failure Persistence Storage'!AJ353,0)","v":0},{"$f":"IF($D353=\"Full\",'Failure Persistence Storage'!AM353,0)","v":0},{"$f":"IF($D353=\"Full\",'Failure Persistence Storage'!AN353,0)","v":0},{"$f":"IF($D353=\"Full\",'Failure Persistence Storage'!AQ353,0)","v":0},{"$f":"IF($D353=\"Full\",'Failure Persistence Storage'!AR353,0)","v":0},{"$f":"IF($D353=\"Full\",'Failure Persistence Storage'!AU353,0)","v":0},{"$f":"IF($D353=\"Full\",'Failure Persistence Storage'!AV353,0)","v":0},{"$f":"IF($D353=\"Full\",'Failure Persistence Storage'!AY353,0)","v":0},{"$f":"IF($D353=\"Full\",'Failure Persistence Storage'!AZ353,0)","v":0},{"$f":"IF($D353=\"Full\",'Failure Persistence Storage'!BC353,0)","v":0},{"$f":"IF($D353=\"Full\",'Failure Persistence Storage'!BD353,0)","v":0},{"$f":"IF($D353=\"Full\",'Failure Persistence Storage'!BG353,0)","v":0},{"$f":"IF($D353=\"Full\",'Failure Persistence Storage'!BH353,0)","v":0},{"$f":"IF($D353=\"Full\",'Failure Persistence Storage'!BK353,0)","v":0},{"$f":"IF($D353=\"Full\",'Failure Persistence Storage'!BL353,0)","v":0},{"$f":"IF($D353=\"Full\",'Failure Persistence Storage'!BO353,0)","v":0},{"$f":"IF($D353=\"Full\",'Failure Persistence Storage'!BP353,0)","v":0},{"$f":"IF($D353=\"Full\",'Failure Persistence Storage'!BS353,0)","v":0},{"$f":"IF($D353=\"Full\",'Failure Persistence Storage'!BT353,0)","v":0},{"$f":"IF($D353=\"Full\",'Failure Persistence Storage'!BW353,0)","v":0},{"$f":"IF($D353=\"Full\",'Failure Persistence Storage'!BX353,0)","v":0},{"$f":"IF($D353=\"Full\",'Failure Persistence Storage'!CA353,0)","v":0},{"$f":"IF($D353=\"Full\",'Failure Persistence Storage'!CB353,0)","v":0},{"$f":"IF($D353=\"Full\",'Failure Persistence Storage'!CE353,0)","v":0},{"$f":"IF($D353=\"Full\",'Failure Persistence Storage'!CF353,0)","v":0},{"$f":"IF($D353=\"Full\",'Failure Persistence Storage'!CI353,0)","v":0},{"$f":"IF($D353=\"Full\",'Failure Persistence Storage'!CJ353,0)","v":0},{"$f":"IF($D353=\"Full\",'Failure Persistence Storage'!CM353,0)","v":0},{"$f":"IF($D353=\"Full\",'Failure Persistence Storage'!CN353,0)","v":0},{"$f":"IF($D353=\"Full\",'Failure Persistence Storage'!CQ353,0)","v":0},{"$f":"IF($D353=\"Full\",'Failure Persistence Storage'!CR353,0)","v":0},{"$f":"IF($D353=\"Full\",'Failure Persistence Storage'!CU353,0)","v":0},{"$f":"IF($D353=\"Full\",'Failure Persistence Storage'!CV353,0)","v":0},{"$f":"IF($D353=\"Full\",'Failure Persistence Storage'!CY353,0)","v":0},{"$f":"IF($D353=\"Full\",'Failure Persistence Storage'!CZ353,0)","v":0},{"$f":"IF($D353=\"Full\",'Failure Persistence Storage'!DC353,0)","v":0},{"$f":"IF($D353=\"Full\",'Failure Persistence Storage'!DD353,0)","v":0},{"$f":"IF($D353=\"Full\",'Failure Persistence Storage'!DG353,0)","v":0},{"$f":"IF($D353=\"Full\",'Failure Persistence Storage'!DH353,0)","v":0},{"$f":"IF($D353=\"Full\",'Failure Persistence Storage'!DK353,0)","v":0},{"$f":"IF($D353=\"Full\",'Failure Persistence Storage'!DL353,0)","v":0},{"$f":"IF($D353=\"Full\",'Failure Persistence Storage'!DO353,0)","v":0},{"$f":"IF($D353=\"Full\",'Failure Persistence Storage'!DP353,0)","v":0},{"$f":"IF($D353=\"Full\",'Failure Persistence Storage'!DS353,0)","v":0},{"$f":"IF($D353=\"Full\",'Failure Persistence Storage'!DT353,0)","v":0},{"$f":"IF($D353=\"Full\",'Failure Persistence Storage'!DW353,0)","v":0},{"$f":"IF($D353=\"Full\",'Failure Persistence Storage'!DX353,0)","v":0},{"$f":"IF($D353=\"Full\",'Failure Persistence Storage'!EA353,0)","v":0},{"$f":"IF($D353=\"Full\",'Failure Persistence Storage'!EB353,0)","v":0},{"$f":"IF($D353=\"Full\",'Failure Persistence Storage'!EE353,0)","v":0},{"$f":"IF($D353=\"Full\",'Failure Persistence Storage'!EF353,0)","v":0},{"$f":"IF($D353=\"Full\",'Failure Persistence Storage'!EI353,0)","v":0},{"$f":"IF($D353=\"Full\",'Failure Persistence Storage'!EJ353,0)","v":0},{"$f":"IF($D353=\"Full\",'Failure Persistence Storage'!EM353,0)","v":0},{"$f":"IF($D353=\"Full\",'Failure Persistence Storage'!EN353,0)","v":0},{"$f":"IF($D353=\"Full\",'Failure Persistence Storage'!EQ353,0)","v":0},{"$f":"IF($D353=\"Full\",'Failure Persistence Storage'!ER353,0)","v":0},{"$f":"IF($D353=\"Full\",'Failure Persistence Storage'!EU353,0)","v":0},{"$f":"IF($D353=\"Full\",'Failure Persistence Storage'!EV353,0)","v":0},{"$f":"IF($D353=\"Full\",'Failure Persistence Storage'!EY353,0)","v":0},{"$f":"IF($D353=\"Full\",'Failure Persistence Storage'!EZ353,0)","v":0},{"$f":"IF($D353=\"Full\",'Failure Persistence Storage'!FC353,0)","v":0},{"$f":"IF($D353=\"Full\",'Failure Persistence Storage'!FD353,0)","v":0},{"$f":"IF($D353=\"Full\",'Failure Persistence Storage'!FG353,0)","v":0},{"$f":"IF($D353=\"Full\",'Failure Persistence Storage'!FH353,0)","v":0},{"$f":"IF($D353=\"Full\",'Failure Persistence Storage'!FK353,0)","v":0},{"$f":"IF($D353=\"Full\",'Failure Persistence Storage'!FL353,0)","v":0},{"$f":"IF($D353=\"Full\",'Failure Persistence Storage'!FO353,0)","v":0},{"$f":"IF($D353=\"Full\",'Failure Persistence Storage'!FP353,0)","v":0},{"$f":"IF($D353=\"Full\",'Failure Persistence Storage'!FS353,0)","v":0},{"$f":"IF($D353=\"Full\",'Failure Persistence Storage'!FT353,0)","v":0},{"$f":"IF($D353=\"Full\",'Failure Persistence Storage'!FW353,0)","v":0},{"$f":"IF($D353=\"Full\",'Failure Persistence Storage'!FX353,0)","v":0},{"$f":"IF($D353=\"Full\",'Failure Persistence Storage'!GA353,0)","v":0},{"$f":"IF($D353=\"Full\",'Failure Persistence Storage'!GB353,0)","v":0},{"$f":"IF($D353=\"Full\",'Failure Persistence Storage'!GE353,0)","v":0},{"$f":"IF($D353=\"Full\",'Failure Persistence Storage'!GF353,0)","v":0},{"$f":"IF($D353=\"Full\",'Failure Persistence Storage'!GI353,0)","v":0},{"$f":"IF($D353=\"Full\",'Failure Persistence Storage'!GJ353,0)","v":0},{"$f":"IF($D353=\"Full\",'Failure Persistence Storage'!GM353,0)","v":0},{"$f":"IF($D353=\"Full\",'Failure Persistence Storage'!GN353,0)","v":0},{"$f":"IF($D353=\"Full\",'Failure Persistence Storage'!GQ353,0)","v":0},{"$f":"IF($D353=\"Full\",'Failure Persistence Storage'!GR353,0)","v":0},{"$f":"IF($D353=\"Full\",'Failure Persistence Storage'!GU353,0)","v":0},{"$f":"IF($D353=\"Full\",'Failure Persistence Storage'!GV353,0)","v":0},{"$f":"IF($D353=\"Full\",'Failure Persistence Storage'!GY353,0)","v":0},{"$f":"IF($D353=\"Full\",'Failure Persistence Storage'!GZ353,0)","v":0},{"$f":"IF($D353=\"Full\",'Failure Persistence Storage'!HC353,0)","v":0},{"$f":"IF($D353=\"Full\",'Failure Persistence Storage'!HD353,0)","v":0},{"$f":"IF($D353=\"Full\",'Failure Persistence Storage'!HG353,0)","v":0},{"$f":"IF($D353=\"Full\",'Failure Persistence Storage'!HH353,0)","v":0},{"$f":"IF($D353=\"Full\",'Failure Persistence Storage'!HK353,0)","v":0},{"$f":"IF($D353=\"Full\",'Failure Persistence Storage'!HL353,0)","v":0},{"$f":"IF($D353=\"Full\",'Failure Persistence Storage'!HO353,0)","v":0}]
[null,null,null,null,null,null,null,null,null,null,null,null,null,null,null,null,null,null,null,null,null,null,null,null,null,null,null," "," "," "," "," "," "," "," "," "," "," "," "," "," "," "," "," "," "," "," "," "," "," "," "," "," "," "," "," "," "," "," "," "," "," "," "," "," "," "," "," "," "," "," "," "," "," "," "," "," "," "," "," "," "," "," "," "," "," "," "," "," "," "," "," "," "," "," "," "," "," "," "," "," "," "," "," "," "," "," "," "," "," "," "," "," "," "," "," "," "," "," "," "," "," "," "," "," "," "," "," "," "," "," "," "," "," "," "," "," "," "," "," "," "," "," "," "," "," "," "," "," "," "," "," "," "," "," "," "," "," "," "," "," "," "," "," "," "," "," "," "," "," "," "," "," "," "," "," "," "," "," "," "," "," "," "," "," "," "," "," "," "," "," "," "," "," "," "," "," "," "," "," "," "," "," "," "," "," "," "," "," "," "," "," "," "," "," "," "," "," "," "," "," "," "," ",null,{"$f":"IF($D357=\"Full\",'Failure Persistence Storage'!AB357,0)","v":0},{"$f":"IF($D357=\"Full\",'Failure Persistence Storage'!AE357,0)","v":0},{"$f":"IF($D357=\"Full\",'Failure Persistence Storage'!AF357,0)","v":0},{"$f":"IF($D357=\"Full\",'Failure Persistence Storage'!AI357,0)","v":0},{"$f":"IF($D357=\"Full\",'Failure Persistence Storage'!AJ357,0)","v":0},{"$f":"IF($D357=\"Full\",'Failure Persistence Storage'!AM357,0)","v":0},{"$f":"IF($D357=\"Full\",'Failure Persistence Storage'!AN357,0)","v":0},{"$f":"IF($D357=\"Full\",'Failure Persistence Storage'!AQ357,0)","v":0},{"$f":"IF($D357=\"Full\",'Failure Persistence Storage'!AR357,0)","v":0},{"$f":"IF($D357=\"Full\",'Failure Persistence Storage'!AU357,0)","v":0},{"$f":"IF($D357=\"Full\",'Failure Persistence Storage'!AV357,0)","v":0},{"$f":"IF($D357=\"Full\",'Failure Persistence Storage'!AY357,0)","v":0},{"$f":"IF($D357=\"Full\",'Failure Persistence Storage'!AZ357,0)","v":0},{"$f":"IF($D357=\"Full\",'Failure Persistence Storage'!BC357,0)","v":0},{"$f":"IF($D357=\"Full\",'Failure Persistence Storage'!BD357,0)","v":0},{"$f":"IF($D357=\"Full\",'Failure Persistence Storage'!BG357,0)","v":0},{"$f":"IF($D357=\"Full\",'Failure Persistence Storage'!BH357,0)","v":0},{"$f":"IF($D357=\"Full\",'Failure Persistence Storage'!BK357,0)","v":0},{"$f":"IF($D357=\"Full\",'Failure Persistence Storage'!BL357,0)","v":0},{"$f":"IF($D357=\"Full\",'Failure Persistence Storage'!BO357,0)","v":0},{"$f":"IF($D357=\"Full\",'Failure Persistence Storage'!BP357,0)","v":0},{"$f":"IF($D357=\"Full\",'Failure Persistence Storage'!BS357,0)","v":0},{"$f":"IF($D357=\"Full\",'Failure Persistence Storage'!BT357,0)","v":0},{"$f":"IF($D357=\"Full\",'Failure Persistence Storage'!BW357,0)","v":0},{"$f":"IF($D357=\"Full\",'Failure Persistence Storage'!BX357,0)","v":0},{"$f":"IF($D357=\"Full\",'Failure Persistence Storage'!CA357,0)","v":0},{"$f":"IF($D357=\"Full\",'Failure Persistence Storage'!CB357,0)","v":0},{"$f":"IF($D357=\"Full\",'Failure Persistence Storage'!CE357,0)","v":0},{"$f":"IF($D357=\"Full\",'Failure Persistence Storage'!CF357,0)","v":0},{"$f":"IF($D357=\"Full\",'Failure Persistence Storage'!CI357,0)","v":0},{"$f":"IF($D357=\"Full\",'Failure Persistence Storage'!CJ357,0)","v":0},{"$f":"IF($D357=\"Full\",'Failure Persistence Storage'!CM357,0)","v":0},{"$f":"IF($D357=\"Full\",'Failure Persistence Storage'!CN357,0)","v":0},{"$f":"IF($D357=\"Full\",'Failure Persistence Storage'!CQ357,0)","v":0},{"$f":"IF($D357=\"Full\",'Failure Persistence Storage'!CR357,0)","v":0},{"$f":"IF($D357=\"Full\",'Failure Persistence Storage'!CU357,0)","v":0},{"$f":"IF($D357=\"Full\",'Failure Persistence Storage'!CV357,0)","v":0},{"$f":"IF($D357=\"Full\",'Failure Persistence Storage'!CY357,0)","v":0},{"$f":"IF($D357=\"Full\",'Failure Persistence Storage'!CZ357,0)","v":0},{"$f":"IF($D357=\"Full\",'Failure Persistence Storage'!DC357,0)","v":0},{"$f":"IF($D357=\"Full\",'Failure Persistence Storage'!DD357,0)","v":0},{"$f":"IF($D357=\"Full\",'Failure Persistence Storage'!DG357,0)","v":0},{"$f":"IF($D357=\"Full\",'Failure Persistence Storage'!DH357,0)","v":0},{"$f":"IF($D357=\"Full\",'Failure Persistence Storage'!DK357,0)","v":0},{"$f":"IF($D357=\"Full\",'Failure Persistence Storage'!DL357,0)","v":0},{"$f":"IF($D357=\"Full\",'Failure Persistence Storage'!DO357,0)","v":0},{"$f":"IF($D357=\"Full\",'Failure Persistence Storage'!DP357,0)","v":0},{"$f":"IF($D357=\"Full\",'Failure Persistence Storage'!DS357,0)","v":0},{"$f":"IF($D357=\"Full\",'Failure Persistence Storage'!DT357,0)","v":0},{"$f":"IF($D357=\"Full\",'Failure Persistence Storage'!DW357,0)","v":0},{"$f":"IF($D357=\"Full\",'Failure Persistence Storage'!DX357,0)","v":0},{"$f":"IF($D357=\"Full\",'Failure Persistence Storage'!EA357,0)","v":0},{"$f":"IF($D357=\"Full\",'Failure Persistence Storage'!EB357,0)","v":0},{"$f":"IF($D357=\"Full\",'Failure Persistence Storage'!EE357,0)","v":0},{"$f":"IF($D357=\"Full\",'Failure Persistence Storage'!EF357,0)","v":0},{"$f":"IF($D357=\"Full\",'Failure Persistence Storage'!EI357,0)","v":0},{"$f":"IF($D357=\"Full\",'Failure Persistence Storage'!EJ357,0)","v":0},{"$f":"IF($D357=\"Full\",'Failure Persistence Storage'!EM357,0)","v":0},{"$f":"IF($D357=\"Full\",'Failure Persistence Storage'!EN357,0)","v":0},{"$f":"IF($D357=\"Full\",'Failure Persistence Storage'!EQ357,0)","v":0},{"$f":"IF($D357=\"Full\",'Failure Persistence Storage'!ER357,0)","v":0},{"$f":"IF($D357=\"Full\",'Failure Persistence Storage'!EU357,0)","v":0},{"$f":"IF($D357=\"Full\",'Failure Persistence Storage'!EV357,0)","v":0},{"$f":"IF($D357=\"Full\",'Failure Persistence Storage'!EY357,0)","v":0},{"$f":"IF($D357=\"Full\",'Failure Persistence Storage'!EZ357,0)","v":0},{"$f":"IF($D357=\"Full\",'Failure Persistence Storage'!FC357,0)","v":0},{"$f":"IF($D357=\"Full\",'Failure Persistence Storage'!FD357,0)","v":0},{"$f":"IF($D357=\"Full\",'Failure Persistence Storage'!FG357,0)","v":0},{"$f":"IF($D357=\"Full\",'Failure Persistence Storage'!FH357,0)","v":0},{"$f":"IF($D357=\"Full\",'Failure Persistence Storage'!FK357,0)","v":0},{"$f":"IF($D357=\"Full\",'Failure Persistence Storage'!FL357,0)","v":0},{"$f":"IF($D357=\"Full\",'Failure Persistence Storage'!FO357,0)","v":0},{"$f":"IF($D357=\"Full\",'Failure Persistence Storage'!FP357,0)","v":0},{"$f":"IF($D357=\"Full\",'Failure Persistence Storage'!FS357,0)","v":0},{"$f":"IF($D357=\"Full\",'Failure Persistence Storage'!FT357,0)","v":0},{"$f":"IF($D357=\"Full\",'Failure Persistence Storage'!FW357,0)","v":0},{"$f":"IF($D357=\"Full\",'Failure Persistence Storage'!FX357,0)","v":0},{"$f":"IF($D357=\"Full\",'Failure Persistence Storage'!GA357,0)","v":0},{"$f":"IF($D357=\"Full\",'Failure Persistence Storage'!GB357,0)","v":0},{"$f":"IF($D357=\"Full\",'Failure Persistence Storage'!GE357,0)","v":0},{"$f":"IF($D357=\"Full\",'Failure Persistence Storage'!GF357,0)","v":0},{"$f":"IF($D357=\"Full\",'Failure Persistence Storage'!GI357,0)","v":0},{"$f":"IF($D357=\"Full\",'Failure Persistence Storage'!GJ357,0)","v":0},{"$f":"IF($D357=\"Full\",'Failure Persistence Storage'!GM357,0)","v":0},{"$f":"IF($D357=\"Full\",'Failure Persistence Storage'!GN357,0)","v":0},{"$f":"IF($D357=\"Full\",'Failure Persistence Storage'!GQ357,0)","v":0},{"$f":"IF($D357=\"Full\",'Failure Persistence Storage'!GR357,0)","v":0},{"$f":"IF($D357=\"Full\",'Failure Persistence Storage'!GU357,0)","v":0},{"$f":"IF($D357=\"Full\",'Failure Persistence Storage'!GV357,0)","v":0},{"$f":"IF($D357=\"Full\",'Failure Persistence Storage'!GY357,0)","v":0},{"$f":"IF($D357=\"Full\",'Failure Persistence Storage'!GZ357,0)","v":0},{"$f":"IF($D357=\"Full\",'Failure Persistence Storage'!HC357,0)","v":0},{"$f":"IF($D357=\"Full\",'Failure Persistence Storage'!HD357,0)","v":0},{"$f":"IF($D357=\"Full\",'Failure Persistence Storage'!HG357,0)","v":0},{"$f":"IF($D357=\"Full\",'Failure Persistence Storage'!HH357,0)","v":0},{"$f":"IF($D357=\"Full\",'Failure Persistence Storage'!HK357,0)","v":0},{"$f":"IF($D357=\"Full\",'Failure Persistence Storage'!HL357,0)","v":0},{"$f":"IF($D357=\"Full\",'Failure Persistence Storage'!HO357,0)","v":0}]
[null,null,null,null,null,null,null,null,null,null,null,null,null,null,null,null,null,null,null,null,null,null,null,null,null,null,null," "," "," "," "," "," "," "," "," "," "," "," "," "," "," "," "," "," "," "," "," "," "," "," "," "," "," "," "," "," "," "," "," "," "," "," "," "," "," "," "," "," "," "," "," "," "," "," "," "," "," "," "," "," "," "," "," "," "," "," "," "," "," "," "," "," "," "," "," "," "," "," "," "," "," "," "," "," "," "," "," "," "," "," "," "," "," "," "," "," "," "," "," "," "," "," "," "," "," "," "," "," "," "," "," "," "," "," "," "," "," "," "," "," "," "," "," "," "," "," "," "," "," "," "," "," "," "," "," "," "," "," "," "," "," "," "," "," "," "," "," "," "," "," "," "," "," "," "," "," "," "," "," "," "," "," "," "," "," "," "," "," "," "," "," "," "," "," "," "," "," "," "," "," "," "," "," "," "," "," "," "," "," "," "," "," "," "," "," "," "," "," "," "," "," "," ",null,{"$f":"IF($D362=\"Full\",'Failure Persistence Storage'!AB362,0)","v":0},{"$f":"IF($D362=\"Full\",'Failure Persistence Storage'!AE362,0)","v":0},{"$f":"IF($D362=\"Full\",'Failure Persistence Storage'!AF362,0)","v":0},{"$f":"IF($D362=\"Full\",'Failure Persistence Storage'!AI362,0)","v":0},{"$f":"IF($D362=\"Full\",'Failure Persistence Storage'!AJ362,0)","v":0},{"$f":"IF($D362=\"Full\",'Failure Persistence Storage'!AM362,0)","v":0},{"$f":"IF($D362=\"Full\",'Failure Persistence Storage'!AN362,0)","v":0},{"$f":"IF($D362=\"Full\",'Failure Persistence Storage'!AQ362,0)","v":0},{"$f":"IF($D362=\"Full\",'Failure Persistence Storage'!AR362,0)","v":0},{"$f":"IF($D362=\"Full\",'Failure Persistence Storage'!AU362,0)","v":0},{"$f":"IF($D362=\"Full\",'Failure Persistence Storage'!AV362,0)","v":0},{"$f":"IF($D362=\"Full\",'Failure Persistence Storage'!AY362,0)","v":0},{"$f":"IF($D362=\"Full\",'Failure Persistence Storage'!AZ362,0)","v":0},{"$f":"IF($D362=\"Full\",'Failure Persistence Storage'!BC362,0)","v":0},{"$f":"IF($D362=\"Full\",'Failure Persistence Storage'!BD362,0)","v":0},{"$f":"IF($D362=\"Full\",'Failure Persistence Storage'!BG362,0)","v":0},{"$f":"IF($D362=\"Full\",'Failure Persistence Storage'!BH362,0)","v":0},{"$f":"IF($D362=\"Full\",'Failure Persistence Storage'!BK362,0)","v":0},{"$f":"IF($D362=\"Full\",'Failure Persistence Storage'!BL362,0)","v":0},{"$f":"IF($D362=\"Full\",'Failure Persistence Storage'!BO362,0)","v":0},{"$f":"IF($D362=\"Full\",'Failure Persistence Storage'!BP362,0)","v":0},{"$f":"IF($D362=\"Full\",'Failure Persistence Storage'!BS362,0)","v":0},{"$f":"IF($D362=\"Full\",'Failure Persistence Storage'!BT362,0)","v":0},{"$f":"IF($D362=\"Full\",'Failure Persistence Storage'!BW362,0)","v":0},{"$f":"IF($D362=\"Full\",'Failure Persistence Storage'!BX362,0)","v":0},{"$f":"IF($D362=\"Full\",'Failure Persistence Storage'!CA362,0)","v":0},{"$f":"IF($D362=\"Full\",'Failure Persistence Storage'!CB362,0)","v":0},{"$f":"IF($D362=\"Full\",'Failure Persistence Storage'!CE362,0)","v":0},{"$f":"IF($D362=\"Full\",'Failure Persistence Storage'!CF362,0)","v":0},{"$f":"IF($D362=\"Full\",'Failure Persistence Storage'!CI362,0)","v":0},{"$f":"IF($D362=\"Full\",'Failure Persistence Storage'!CJ362,0)","v":0},{"$f":"IF($D362=\"Full\",'Failure Persistence Storage'!CM362,0)","v":0},{"$f":"IF($D362=\"Full\",'Failure Persistence Storage'!CN362,0)","v":0},{"$f":"IF($D362=\"Full\",'Failure Persistence Storage'!CQ362,0)","v":0},{"$f":"IF($D362=\"Full\",'Failure Persistence Storage'!CR362,0)","v":0},{"$f":"IF($D362=\"Full\",'Failure Persistence Storage'!CU362,0)","v":0},{"$f":"IF($D362=\"Full\",'Failure Persistence Storage'!CV362,0)","v":0},{"$f":"IF($D362=\"Full\",'Failure Persistence Storage'!CY362,0)","v":0},{"$f":"IF($D362=\"Full\",'Failure Persistence Storage'!CZ362,0)","v":0},{"$f":"IF($D362=\"Full\",'Failure Persistence Storage'!DC362,0)","v":0},{"$f":"IF($D362=\"Full\",'Failure Persistence Storage'!DD362,0)","v":0},{"$f":"IF($D362=\"Full\",'Failure Persistence Storage'!DG362,0)","v":0},{"$f":"IF($D362=\"Full\",'Failure Persistence Storage'!DH362,0)","v":0},{"$f":"IF($D362=\"Full\",'Failure Persistence Storage'!DK362,0)","v":0},{"$f":"IF($D362=\"Full\",'Failure Persistence Storage'!DL362,0)","v":0},{"$f":"IF($D362=\"Full\",'Failure Persistence Storage'!DO362,0)","v":0},{"$f":"IF($D362=\"Full\",'Failure Persistence Storage'!DP362,0)","v":0},{"$f":"IF($D362=\"Full\",'Failure Persistence Storage'!DS362,0)","v":0},{"$f":"IF($D362=\"Full\",'Failure Persistence Storage'!DT362,0)","v":0},{"$f":"IF($D362=\"Full\",'Failure Persistence Storage'!DW362,0)","v":0},{"$f":"IF($D362=\"Full\",'Failure Persistence Storage'!DX362,0)","v":0},{"$f":"IF($D362=\"Full\",'Failure Persistence Storage'!EA362,0)","v":0},{"$f":"IF($D362=\"Full\",'Failure Persistence Storage'!EB362,0)","v":0},{"$f":"IF($D362=\"Full\",'Failure Persistence Storage'!EE362,0)","v":0},{"$f":"IF($D362=\"Full\",'Failure Persistence Storage'!EF362,0)","v":0},{"$f":"IF($D362=\"Full\",'Failure Persistence Storage'!EI362,0)","v":0},{"$f":"IF($D362=\"Full\",'Failure Persistence Storage'!EJ362,0)","v":0},{"$f":"IF($D362=\"Full\",'Failure Persistence Storage'!EM362,0)","v":0},{"$f":"IF($D362=\"Full\",'Failure Persistence Storage'!EN362,0)","v":0},{"$f":"IF($D362=\"Full\",'Failure Persistence Storage'!EQ362,0)","v":0},{"$f":"IF($D362=\"Full\",'Failure Persistence Storage'!ER362,0)","v":0},{"$f":"IF($D362=\"Full\",'Failure Persistence Storage'!EU362,0)","v":0},{"$f":"IF($D362=\"Full\",'Failure Persistence Storage'!EV362,0)","v":0},{"$f":"IF($D362=\"Full\",'Failure Persistence Storage'!EY362,0)","v":0},{"$f":"IF($D362=\"Full\",'Failure Persistence Storage'!EZ362,0)","v":0},{"$f":"IF($D362=\"Full\",'Failure Persistence Storage'!FC362,0)","v":0},{"$f":"IF($D362=\"Full\",'Failure Persistence Storage'!FD362,0)","v":0},{"$f":"IF($D362=\"Full\",'Failure Persistence Storage'!FG362,0)","v":0},{"$f":"IF($D362=\"Full\",'Failure Persistence Storage'!FH362,0)","v":0},{"$f":"IF($D362=\"Full\",'Failure Persistence Storage'!FK362,0)","v":0},{"$f":"IF($D362=\"Full\",'Failure Persistence Storage'!FL362,0)","v":0},{"$f":"IF($D362=\"Full\",'Failure Persistence Storage'!FO362,0)","v":0},{"$f":"IF($D362=\"Full\",'Failure Persistence Storage'!FP362,0)","v":0},{"$f":"IF($D362=\"Full\",'Failure Persistence Storage'!FS362,0)","v":0},{"$f":"IF($D362=\"Full\",'Failure Persistence Storage'!FT362,0)","v":0},{"$f":"IF($D362=\"Full\",'Failure Persistence Storage'!FW362,0)","v":0},{"$f":"IF($D362=\"Full\",'Failure Persistence Storage'!FX362,0)","v":0},{"$f":"IF($D362=\"Full\",'Failure Persistence Storage'!GA362,0)","v":0},{"$f":"IF($D362=\"Full\",'Failure Persistence Storage'!GB362,0)","v":0},{"$f":"IF($D362=\"Full\",'Failure Persistence Storage'!GE362,0)","v":0},{"$f":"IF($D362=\"Full\",'Failure Persistence Storage'!GF362,0)","v":0},{"$f":"IF($D362=\"Full\",'Failure Persistence Storage'!GI362,0)","v":0},{"$f":"IF($D362=\"Full\",'Failure Persistence Storage'!GJ362,0)","v":0},{"$f":"IF($D362=\"Full\",'Failure Persistence Storage'!GM362,0)","v":0},{"$f":"IF($D362=\"Full\",'Failure Persistence Storage'!GN362,0)","v":0},{"$f":"IF($D362=\"Full\",'Failure Persistence Storage'!GQ362,0)","v":0},{"$f":"IF($D362=\"Full\",'Failure Persistence Storage'!GR362,0)","v":0},{"$f":"IF($D362=\"Full\",'Failure Persistence Storage'!GU362,0)","v":0},{"$f":"IF($D362=\"Full\",'Failure Persistence Storage'!GV362,0)","v":0},{"$f":"IF($D362=\"Full\",'Failure Persistence Storage'!GY362,0)","v":0},{"$f":"IF($D362=\"Full\",'Failure Persistence Storage'!GZ362,0)","v":0},{"$f":"IF($D362=\"Full\",'Failure Persistence Storage'!HC362,0)","v":0},{"$f":"IF($D362=\"Full\",'Failure Persistence Storage'!HD362,0)","v":0},{"$f":"IF($D362=\"Full\",'Failure Persistence Storage'!HG362,0)","v":0},{"$f":"IF($D362=\"Full\",'Failure Persistence Storage'!HH362,0)","v":0},{"$f":"IF($D362=\"Full\",'Failure Persistence Storage'!HK362,0)","v":0},{"$f":"IF($D362=\"Full\",'Failure Persistence Storage'!HL362,0)","v":0},{"$f":"IF($D362=\"Full\",'Failure Persistence Storage'!HO362,0)","v":0}]
[null,null,null,null,null,null,null,null,null,null,null,null,null,null,null,null,null,null,null,null,null,null,null,null,null,null,null," "," "," "," "," "," "," "," "," "," "," "," "," "," "," "," "," "," "," "," "," "," "," "," "," "," "," "," "," "," "," "," "," "," "," "," "," "," "," "," "," "," "," "," "," "," "," "," "," "," "," "," "," "," "," "," "," "," "," "," "," "," "," "," "," "," "," "," "," "," "," "," "," "," "," "," "," "," "," "," "," "," "," "," "," "," "," "," "," "," "," "," "," "," "," "," "," "," "," "," "," "," "," "," "," "," "," "," "," "," "," "," "," "," "," "," "," "," "," "," "," "," "," "," "," "," "," "," "," "," "," "," "," "," "," "," "," "," "," "," "," "," "," "," "," "," "," "," "," "," "," "," "," "," "," "," "," "," "," "," "," "," "," "," "," "," "," "," "," "," "," "," "," "," "," "," "," "," "," "," "," "," "," "," "," "," "," "," "," "," "," "," "," "," "," "," ",null,{"$f":"IF($D365=\"Full\",'Failure Persistence Storage'!AB365,0)","v":0},{"$f":"IF($D365=\"Full\",'Failure Persistence Storage'!AE365,0)","v":0},{"$f":"IF($D365=\"Full\",'Failure Persistence Storage'!AF365,0)","v":0},{"$f":"IF($D365=\"Full\",'Failure Persistence Storage'!AI365,0)","v":0},{"$f":"IF($D365=\"Full\",'Failure Persistence Storage'!AJ365,0)","v":0},{"$f":"IF($D365=\"Full\",'Failure Persistence Storage'!AM365,0)","v":0},{"$f":"IF($D365=\"Full\",'Failure Persistence Storage'!AN365,0)","v":0},{"$f":"IF($D365=\"Full\",'Failure Persistence Storage'!AQ365,0)","v":0},{"$f":"IF($D365=\"Full\",'Failure Persistence Storage'!AR365,0)","v":0},{"$f":"IF($D365=\"Full\",'Failure Persistence Storage'!AU365,0)","v":0},{"$f":"IF($D365=\"Full\",'Failure Persistence Storage'!AV365,0)","v":0},{"$f":"IF($D365=\"Full\",'Failure Persistence Storage'!AY365,0)","v":0},{"$f":"IF($D365=\"Full\",'Failure Persistence Storage'!AZ365,0)","v":0},{"$f":"IF($D365=\"Full\",'Failure Persistence Storage'!BC365,0)","v":0},{"$f":"IF($D365=\"Full\",'Failure Persistence Storage'!BD365,0)","v":0},{"$f":"IF($D365=\"Full\",'Failure Persistence Storage'!BG365,0)","v":0},{"$f":"IF($D365=\"Full\",'Failure Persistence Storage'!BH365,0)","v":0},{"$f":"IF($D365=\"Full\",'Failure Persistence Storage'!BK365,0)","v":0},{"$f":"IF($D365=\"Full\",'Failure Persistence Storage'!BL365,0)","v":0},{"$f":"IF($D365=\"Full\",'Failure Persistence Storage'!BO365,0)","v":0},{"$f":"IF($D365=\"Full\",'Failure Persistence Storage'!BP365,0)","v":0},{"$f":"IF($D365=\"Full\",'Failure Persistence Storage'!BS365,0)","v":0},{"$f":"IF($D365=\"Full\",'Failure Persistence Storage'!BT365,0)","v":0},{"$f":"IF($D365=\"Full\",'Failure Persistence Storage'!BW365,0)","v":0},{"$f":"IF($D365=\"Full\",'Failure Persistence Storage'!BX365,0)","v":0},{"$f":"IF($D365=\"Full\",'Failure Persistence Storage'!CA365,0)","v":0},{"$f":"IF($D365=\"Full\",'Failure Persistence Storage'!CB365,0)","v":0},{"$f":"IF($D365=\"Full\",'Failure Persistence Storage'!CE365,0)","v":0},{"$f":"IF($D365=\"Full\",'Failure Persistence Storage'!CF365,0)","v":0},{"$f":"IF($D365=\"Full\",'Failure Persistence Storage'!CI365,0)","v":0},{"$f":"IF($D365=\"Full\",'Failure Persistence Storage'!CJ365,0)","v":0},{"$f":"IF($D365=\"Full\",'Failure Persistence Storage'!CM365,0)","v":0},{"$f":"IF($D365=\"Full\",'Failure Persistence Storage'!CN365,0)","v":0},{"$f":"IF($D365=\"Full\",'Failure Persistence Storage'!CQ365,0)","v":0},{"$f":"IF($D365=\"Full\",'Failure Persistence Storage'!CR365,0)","v":0},{"$f":"IF($D365=\"Full\",'Failure Persistence Storage'!CU365,0)","v":0},{"$f":"IF($D365=\"Full\",'Failure Persistence Storage'!CV365,0)","v":0},{"$f":"IF($D365=\"Full\",'Failure Persistence Storage'!CY365,0)","v":0},{"$f":"IF($D365=\"Full\",'Failure Persistence Storage'!CZ365,0)","v":0},{"$f":"IF($D365=\"Full\",'Failure Persistence Storage'!DC365,0)","v":0},{"$f":"IF($D365=\"Full\",'Failure Persistence Storage'!DD365,0)","v":0},{"$f":"IF($D365=\"Full\",'Failure Persistence Storage'!DG365,0)","v":0},{"$f":"IF($D365=\"Full\",'Failure Persistence Storage'!DH365,0)","v":0},{"$f":"IF($D365=\"Full\",'Failure Persistence Storage'!DK365,0)","v":0},{"$f":"IF($D365=\"Full\",'Failure Persistence Storage'!DL365,0)","v":0},{"$f":"IF($D365=\"Full\",'Failure Persistence Storage'!DO365,0)","v":0},{"$f":"IF($D365=\"Full\",'Failure Persistence Storage'!DP365,0)","v":0},{"$f":"IF($D365=\"Full\",'Failure Persistence Storage'!DS365,0)","v":0},{"$f":"IF($D365=\"Full\",'Failure Persistence Storage'!DT365,0)","v":0},{"$f":"IF($D365=\"Full\",'Failure Persistence Storage'!DW365,0)","v":0},{"$f":"IF($D365=\"Full\",'Failure Persistence Storage'!DX365,0)","v":0},{"$f":"IF($D365=\"Full\",'Failure Persistence Storage'!EA365,0)","v":0},{"$f":"IF($D365=\"Full\",'Failure Persistence Storage'!EB365,0)","v":0},{"$f":"IF($D365=\"Full\",'Failure Persistence Storage'!EE365,0)","v":0},{"$f":"IF($D365=\"Full\",'Failure Persistence Storage'!EF365,0)","v":0},{"$f":"IF($D365=\"Full\",'Failure Persistence Storage'!EI365,0)","v":0},{"$f":"IF($D365=\"Full\",'Failure Persistence Storage'!EJ365,0)","v":0},{"$f":"IF($D365=\"Full\",'Failure Persistence Storage'!EM365,0)","v":0},{"$f":"IF($D365=\"Full\",'Failure Persistence Storage'!EN365,0)","v":0},{"$f":"IF($D365=\"Full\",'Failure Persistence Storage'!EQ365,0)","v":0},{"$f":"IF($D365=\"Full\",'Failure Persistence Storage'!ER365,0)","v":0},{"$f":"IF($D365=\"Full\",'Failure Persistence Storage'!EU365,0)","v":0},{"$f":"IF($D365=\"Full\",'Failure Persistence Storage'!EV365,0)","v":0},{"$f":"IF($D365=\"Full\",'Failure Persistence Storage'!EY365,0)","v":0},{"$f":"IF($D365=\"Full\",'Failure Persistence Storage'!EZ365,0)","v":0},{"$f":"IF($D365=\"Full\",'Failure Persistence Storage'!FC365,0)","v":0},{"$f":"IF($D365=\"Full\",'Failure Persistence Storage'!FD365,0)","v":0},{"$f":"IF($D365=\"Full\",'Failure Persistence Storage'!FG365,0)","v":0},{"$f":"IF($D365=\"Full\",'Failure Persistence Storage'!FH365,0)","v":0},{"$f":"IF($D365=\"Full\",'Failure Persistence Storage'!FK365,0)","v":0},{"$f":"IF($D365=\"Full\",'Failure Persistence Storage'!FL365,0)","v":0},{"$f":"IF($D365=\"Full\",'Failure Persistence Storage'!FO365,0)","v":0},{"$f":"IF($D365=\"Full\",'Failure Persistence Storage'!FP365,0)","v":0},{"$f":"IF($D365=\"Full\",'Failure Persistence Storage'!FS365,0)","v":0},{"$f":"IF($D365=\"Full\",'Failure Persistence Storage'!FT365,0)","v":0},{"$f":"IF($D365=\"Full\",'Failure Persistence Storage'!FW365,0)","v":0},{"$f":"IF($D365=\"Full\",'Failure Persistence Storage'!FX365,0)","v":0},{"$f":"IF($D365=\"Full\",'Failure Persistence Storage'!GA365,0)","v":0},{"$f":"IF($D365=\"Full\",'Failure Persistence Storage'!GB365,0)","v":0},{"$f":"IF($D365=\"Full\",'Failure Persistence Storage'!GE365,0)","v":0},{"$f":"IF($D365=\"Full\",'Failure Persistence Storage'!GF365,0)","v":0},{"$f":"IF($D365=\"Full\",'Failure Persistence Storage'!GI365,0)","v":0},{"$f":"IF($D365=\"Full\",'Failure Persistence Storage'!GJ365,0)","v":0},{"$f":"IF($D365=\"Full\",'Failure Persistence Storage'!GM365,0)","v":0},{"$f":"IF($D365=\"Full\",'Failure Persistence Storage'!GN365,0)","v":0},{"$f":"IF($D365=\"Full\",'Failure Persistence Storage'!GQ365,0)","v":0},{"$f":"IF($D365=\"Full\",'Failure Persistence Storage'!GR365,0)","v":0},{"$f":"IF($D365=\"Full\",'Failure Persistence Storage'!GU365,0)","v":0},{"$f":"IF($D365=\"Full\",'Failure Persistence Storage'!GV365,0)","v":0},{"$f":"IF($D365=\"Full\",'Failure Persistence Storage'!GY365,0)","v":0},{"$f":"IF($D365=\"Full\",'Failure Persistence Storage'!GZ365,0)","v":0},{"$f":"IF($D365=\"Full\",'Failure Persistence Storage'!HC365,0)","v":0},{"$f":"IF($D365=\"Full\",'Failure Persistence Storage'!HD365,0)","v":0},{"$f":"IF($D365=\"Full\",'Failure Persistence Storage'!HG365,0)","v":0},{"$f":"IF($D365=\"Full\",'Failure Persistence Storage'!HH365,0)","v":0},{"$f":"IF($D365=\"Full\",'Failure Persistence Storage'!HK365,0)","v":0},{"$f":"IF($D365=\"Full\",'Failure Persistence Storage'!HL365,0)","v":0},{"$f":"IF($D365=\"Full\",'Failure Persistence Storage'!HO365,0)","v":0}]
[null,"Section ",null,null,null,null,null,null,null,null,null,null,null,null,null,null,null,null,null,null,null,null,null,null,null,null,null,null,null,null,null,null,null,null,null,null,null,null,null,null,null,null,null,null,null,null,null,null,null,null,null,null,null,null,null,null,null,null,null,null,null,null,null,null,null,null,null,null,null,null,null,null,null,null,null,null,null,null,null,null,null,null,null,null,null,null,null,null,null,null,null,null,null,null,null,null,null,null,null,null,null,null,null,null,null,null,null,null,null,null,null,null,null,null,null,null,null,null,null,null,null,null,null,null,null,null,null,null,null,null,null,null,null,null,null,null,null,null,null,null,null,null,null,null,null,null,null,null,null,null,null,null,null,null,null,null,null,null,null,null,null,null,null,null,null,null,null,null,null,null,null,null,null,null,null,null,null,null,null,null,null,null,null,null,null,null,null,null,null,null,null,null,null,null,null,null,null,null,null,null,null,null,null,null,null,null,null,null,null,null,null,null,null,null,null,null,null,null,null,null,null,null,null,null,{"$f":"IF($D367=\"Full\",'Failure Persistence Storage'!AB367,0)","v":0},{"$f":"IF($D367=\"Full\",'Failure Persistence Storage'!AE367,0)","v":0},{"$f":"IF($D367=\"Full\",'Failure Persistence Storage'!AF367,0)","v":0},{"$f":"IF($D367=\"Full\",'Failure Persistence Storage'!AI367,0)","v":0},{"$f":"IF($D367=\"Full\",'Failure Persistence Storage'!AJ367,0)","v":0},{"$f":"IF($D367=\"Full\",'Failure Persistence Storage'!AM367,0)","v":0},{"$f":"IF($D367=\"Full\",'Failure Persistence Storage'!AN367,0)","v":0},{"$f":"IF($D367=\"Full\",'Failure Persistence Storage'!AQ367,0)","v":0},{"$f":"IF($D367=\"Full\",'Failure Persistence Storage'!AR367,0)","v":0},{"$f":"IF($D367=\"Full\",'Failure Persistence Storage'!AU367,0)","v":0},{"$f":"IF($D367=\"Full\",'Failure Persistence Storage'!AV367,0)","v":0},{"$f":"IF($D367=\"Full\",'Failure Persistence Storage'!AY367,0)","v":0},{"$f":"IF($D367=\"Full\",'Failure Persistence Storage'!AZ367,0)","v":0},{"$f":"IF($D367=\"Full\",'Failure Persistence Storage'!BC367,0)","v":0},{"$f":"IF($D367=\"Full\",'Failure Persistence Storage'!BD367,0)","v":0},{"$f":"IF($D367=\"Full\",'Failure Persistence Storage'!BG367,0)","v":0},{"$f":"IF($D367=\"Full\",'Failure Persistence Storage'!BH367,0)","v":0},{"$f":"IF($D367=\"Full\",'Failure Persistence Storage'!BK367,0)","v":0},{"$f":"IF($D367=\"Full\",'Failure Persistence Storage'!BL367,0)","v":0},{"$f":"IF($D367=\"Full\",'Failure Persistence Storage'!BO367,0)","v":0},{"$f":"IF($D367=\"Full\",'Failure Persistence Storage'!BP367,0)","v":0},{"$f":"IF($D367=\"Full\",'Failure Persistence Storage'!BS367,0)","v":0},{"$f":"IF($D367=\"Full\",'Failure Persistence Storage'!BT367,0)","v":0},{"$f":"IF($D367=\"Full\",'Failure Persistence Storage'!BW367,0)","v":0},{"$f":"IF($D367=\"Full\",'Failure Persistence Storage'!BX367,0)","v":0},{"$f":"IF($D367=\"Full\",'Failure Persistence Storage'!CA367,0)","v":0},{"$f":"IF($D367=\"Full\",'Failure Persistence Storage'!CB367,0)","v":0},{"$f":"IF($D367=\"Full\",'Failure Persistence Storage'!CE367,0)","v":0},{"$f":"IF($D367=\"Full\",'Failure Persistence Storage'!CF367,0)","v":0},{"$f":"IF($D367=\"Full\",'Failure Persistence Storage'!CI367,0)","v":0},{"$f":"IF($D367=\"Full\",'Failure Persistence Storage'!CJ367,0)","v":0},{"$f":"IF($D367=\"Full\",'Failure Persistence Storage'!CM367,0)","v":0},{"$f":"IF($D367=\"Full\",'Failure Persistence Storage'!CN367,0)","v":0},{"$f":"IF($D367=\"Full\",'Failure Persistence Storage'!CQ367,0)","v":0},{"$f":"IF($D367=\"Full\",'Failure Persistence Storage'!CR367,0)","v":0},{"$f":"IF($D367=\"Full\",'Failure Persistence Storage'!CU367,0)","v":0},{"$f":"IF($D367=\"Full\",'Failure Persistence Storage'!CV367,0)","v":0},{"$f":"IF($D367=\"Full\",'Failure Persistence Storage'!CY367,0)","v":0},{"$f":"IF($D367=\"Full\",'Failure Persistence Storage'!CZ367,0)","v":0},{"$f":"IF($D367=\"Full\",'Failure Persistence Storage'!DC367,0)","v":0},{"$f":"IF($D367=\"Full\",'Failure Persistence Storage'!DD367,0)","v":0},{"$f":"IF($D367=\"Full\",'Failure Persistence Storage'!DG367,0)","v":0},{"$f":"IF($D367=\"Full\",'Failure Persistence Storage'!DH367,0)","v":0},{"$f":"IF($D367=\"Full\",'Failure Persistence Storage'!DK367,0)","v":0},{"$f":"IF($D367=\"Full\",'Failure Persistence Storage'!DL367,0)","v":0},{"$f":"IF($D367=\"Full\",'Failure Persistence Storage'!DO367,0)","v":0},{"$f":"IF($D367=\"Full\",'Failure Persistence Storage'!DP367,0)","v":0},{"$f":"IF($D367=\"Full\",'Failure Persistence Storage'!DS367,0)","v":0},{"$f":"IF($D367=\"Full\",'Failure Persistence Storage'!DT367,0)","v":0},{"$f":"IF($D367=\"Full\",'Failure Persistence Storage'!DW367,0)","v":0},{"$f":"IF($D367=\"Full\",'Failure Persistence Storage'!DX367,0)","v":0},{"$f":"IF($D367=\"Full\",'Failure Persistence Storage'!EA367,0)","v":0},{"$f":"IF($D367=\"Full\",'Failure Persistence Storage'!EB367,0)","v":0},{"$f":"IF($D367=\"Full\",'Failure Persistence Storage'!EE367,0)","v":0},{"$f":"IF($D367=\"Full\",'Failure Persistence Storage'!EF367,0)","v":0},{"$f":"IF($D367=\"Full\",'Failure Persistence Storage'!EI367,0)","v":0},{"$f":"IF($D367=\"Full\",'Failure Persistence Storage'!EJ367,0)","v":0},{"$f":"IF($D367=\"Full\",'Failure Persistence Storage'!EM367,0)","v":0},{"$f":"IF($D367=\"Full\",'Failure Persistence Storage'!EN367,0)","v":0},{"$f":"IF($D367=\"Full\",'Failure Persistence Storage'!EQ367,0)","v":0},{"$f":"IF($D367=\"Full\",'Failure Persistence Storage'!ER367,0)","v":0},{"$f":"IF($D367=\"Full\",'Failure Persistence Storage'!EU367,0)","v":0},{"$f":"IF($D367=\"Full\",'Failure Persistence Storage'!EV367,0)","v":0},{"$f":"IF($D367=\"Full\",'Failure Persistence Storage'!EY367,0)","v":0},{"$f":"IF($D367=\"Full\",'Failure Persistence Storage'!EZ367,0)","v":0},{"$f":"IF($D367=\"Full\",'Failure Persistence Storage'!FC367,0)","v":0},{"$f":"IF($D367=\"Full\",'Failure Persistence Storage'!FD367,0)","v":0},{"$f":"IF($D367=\"Full\",'Failure Persistence Storage'!FG367,0)","v":0},{"$f":"IF($D367=\"Full\",'Failure Persistence Storage'!FH367,0)","v":0},{"$f":"IF($D367=\"Full\",'Failure Persistence Storage'!FK367,0)","v":0},{"$f":"IF($D367=\"Full\",'Failure Persistence Storage'!FL367,0)","v":0},{"$f":"IF($D367=\"Full\",'Failure Persistence Storage'!FO367,0)","v":0},{"$f":"IF($D367=\"Full\",'Failure Persistence Storage'!FP367,0)","v":0},{"$f":"IF($D367=\"Full\",'Failure Persistence Storage'!FS367,0)","v":0},{"$f":"IF($D367=\"Full\",'Failure Persistence Storage'!FT367,0)","v":0},{"$f":"IF($D367=\"Full\",'Failure Persistence Storage'!FW367,0)","v":0},{"$f":"IF($D367=\"Full\",'Failure Persistence Storage'!FX367,0)","v":0},{"$f":"IF($D367=\"Full\",'Failure Persistence Storage'!GA367,0)","v":0},{"$f":"IF($D367=\"Full\",'Failure Persistence Storage'!GB367,0)","v":0},{"$f":"IF($D367=\"Full\",'Failure Persistence Storage'!GE367,0)","v":0},{"$f":"IF($D367=\"Full\",'Failure Persistence Storage'!GF367,0)","v":0},{"$f":"IF($D367=\"Full\",'Failure Persistence Storage'!GI367,0)","v":0},{"$f":"IF($D367=\"Full\",'Failure Persistence Storage'!GJ367,0)","v":0},{"$f":"IF($D367=\"Full\",'Failure Persistence Storage'!GM367,0)","v":0},{"$f":"IF($D367=\"Full\",'Failure Persistence Storage'!GN367,0)","v":0},{"$f":"IF($D367=\"Full\",'Failure Persistence Storage'!GQ367,0)","v":0},{"$f":"IF($D367=\"Full\",'Failure Persistence Storage'!GR367,0)","v":0},{"$f":"IF($D367=\"Full\",'Failure Persistence Storage'!GU367,0)","v":0},{"$f":"IF($D367=\"Full\",'Failure Persistence Storage'!GV367,0)","v":0},{"$f":"IF($D367=\"Full\",'Failure Persistence Storage'!GY367,0)","v":0},{"$f":"IF($D367=\"Full\",'Failure Persistence Storage'!GZ367,0)","v":0},{"$f":"IF($D367=\"Full\",'Failure Persistence Storage'!HC367,0)","v":0},{"$f":"IF($D367=\"Full\",'Failure Persistence Storage'!HD367,0)","v":0},{"$f":"IF($D367=\"Full\",'Failure Persistence Storage'!HG367,0)","v":0},{"$f":"IF($D367=\"Full\",'Failure Persistence Storage'!HH367,0)","v":0},{"$f":"IF($D367=\"Full\",'Failure Persistence Storage'!HK367,0)","v":0},{"$f":"IF($D367=\"Full\",'Failure Persistence Storage'!HL367,0)","v":0},{"$f":"IF($D367=\"Full\",'Failure Persistence Storage'!HO367,0)","v":0}]
[null,null,null,null,null,null,null,null,null,null,null,null,null,null,null,null,null,null,null,null,null,null,null,null,null,null,null," "," "," "," "," "," "," "," "," "," "," "," "," "," "," "," "," "," "," "," "," "," "," "," "," "," "," "," "," "," "," "," "," "," "," "," "," "," "," "," "," "," "," "," "," "," "," "," "," "," "," "," "," "," "," "," "," "," "," "," "," "," "," "," "," "," "," "," "," "," "," "," "," "," "," "," "," "," "," "," "," "," "," "," "," "," "," "," "," "," "," "," "," "," "," "," "," "," "," "," "," "," "," "," "," "," "," "," "," "," "," "," "," "," "," "," "," "," "," "," "," "," "," "," "," "," "," "," "," "," "," "," "," "," "," "," "," "," "," "," "," "," "," "," "," "," "," "," "," "," "," "," "," "," "," "," "," "," "," "," "," "," "," "," "," "," "," "," "," "," "," "," "," "," "," "," "," "," "," "," "," "," "," "," "," "," "," "," "," "," "," "," "," "," "," "," ",null,{"$f":"IF($D372=\"Full\",'Failure Persistence Storage'!AB372,0)","v":0},{"$f":"IF($D372=\"Full\",'Failure Persistence Storage'!AE372,0)","v":0},{"$f":"IF($D372=\"Full\",'Failure Persistence Storage'!AF372,0)","v":0},{"$f":"IF($D372=\"Full\",'Failure Persistence Storage'!AI372,0)","v":0},{"$f":"IF($D372=\"Full\",'Failure Persistence Storage'!AJ372,0)","v":0},{"$f":"IF($D372=\"Full\",'Failure Persistence Storage'!AM372,0)","v":0},{"$f":"IF($D372=\"Full\",'Failure Persistence Storage'!AN372,0)","v":0},{"$f":"IF($D372=\"Full\",'Failure Persistence Storage'!AQ372,0)","v":0},{"$f":"IF($D372=\"Full\",'Failure Persistence Storage'!AR372,0)","v":0},{"$f":"IF($D372=\"Full\",'Failure Persistence Storage'!AU372,0)","v":0},{"$f":"IF($D372=\"Full\",'Failure Persistence Storage'!AV372,0)","v":0},{"$f":"IF($D372=\"Full\",'Failure Persistence Storage'!AY372,0)","v":0},{"$f":"IF($D372=\"Full\",'Failure Persistence Storage'!AZ372,0)","v":0},{"$f":"IF($D372=\"Full\",'Failure Persistence Storage'!BC372,0)","v":0},{"$f":"IF($D372=\"Full\",'Failure Persistence Storage'!BD372,0)","v":0},{"$f":"IF($D372=\"Full\",'Failure Persistence Storage'!BG372,0)","v":0},{"$f":"IF($D372=\"Full\",'Failure Persistence Storage'!BH372,0)","v":0},{"$f":"IF($D372=\"Full\",'Failure Persistence Storage'!BK372,0)","v":0},{"$f":"IF($D372=\"Full\",'Failure Persistence Storage'!BL372,0)","v":0},{"$f":"IF($D372=\"Full\",'Failure Persistence Storage'!BO372,0)","v":0},{"$f":"IF($D372=\"Full\",'Failure Persistence Storage'!BP372,0)","v":0},{"$f":"IF($D372=\"Full\",'Failure Persistence Storage'!BS372,0)","v":0},{"$f":"IF($D372=\"Full\",'Failure Persistence Storage'!BT372,0)","v":0},{"$f":"IF($D372=\"Full\",'Failure Persistence Storage'!BW372,0)","v":0},{"$f":"IF($D372=\"Full\",'Failure Persistence Storage'!BX372,0)","v":0},{"$f":"IF($D372=\"Full\",'Failure Persistence Storage'!CA372,0)","v":0},{"$f":"IF($D372=\"Full\",'Failure Persistence Storage'!CB372,0)","v":0},{"$f":"IF($D372=\"Full\",'Failure Persistence Storage'!CE372,0)","v":0},{"$f":"IF($D372=\"Full\",'Failure Persistence Storage'!CF372,0)","v":0},{"$f":"IF($D372=\"Full\",'Failure Persistence Storage'!CI372,0)","v":0},{"$f":"IF($D372=\"Full\",'Failure Persistence Storage'!CJ372,0)","v":0},{"$f":"IF($D372=\"Full\",'Failure Persistence Storage'!CM372,0)","v":0},{"$f":"IF($D372=\"Full\",'Failure Persistence Storage'!CN372,0)","v":0},{"$f":"IF($D372=\"Full\",'Failure Persistence Storage'!CQ372,0)","v":0},{"$f":"IF($D372=\"Full\",'Failure Persistence Storage'!CR372,0)","v":0},{"$f":"IF($D372=\"Full\",'Failure Persistence Storage'!CU372,0)","v":0},{"$f":"IF($D372=\"Full\",'Failure Persistence Storage'!CV372,0)","v":0},{"$f":"IF($D372=\"Full\",'Failure Persistence Storage'!CY372,0)","v":0},{"$f":"IF($D372=\"Full\",'Failure Persistence Storage'!CZ372,0)","v":0},{"$f":"IF($D372=\"Full\",'Failure Persistence Storage'!DC372,0)","v":0},{"$f":"IF($D372=\"Full\",'Failure Persistence Storage'!DD372,0)","v":0},{"$f":"IF($D372=\"Full\",'Failure Persistence Storage'!DG372,0)","v":0},{"$f":"IF($D372=\"Full\",'Failure Persistence Storage'!DH372,0)","v":0},{"$f":"IF($D372=\"Full\",'Failure Persistence Storage'!DK372,0)","v":0},{"$f":"IF($D372=\"Full\",'Failure Persistence Storage'!DL372,0)","v":0},{"$f":"IF($D372=\"Full\",'Failure Persistence Storage'!DO372,0)","v":0},{"$f":"IF($D372=\"Full\",'Failure Persistence Storage'!DP372,0)","v":0},{"$f":"IF($D372=\"Full\",'Failure Persistence Storage'!DS372,0)","v":0},{"$f":"IF($D372=\"Full\",'Failure Persistence Storage'!DT372,0)","v":0},{"$f":"IF($D372=\"Full\",'Failure Persistence Storage'!DW372,0)","v":0},{"$f":"IF($D372=\"Full\",'Failure Persistence Storage'!DX372,0)","v":0},{"$f":"IF($D372=\"Full\",'Failure Persistence Storage'!EA372,0)","v":0},{"$f":"IF($D372=\"Full\",'Failure Persistence Storage'!EB372,0)","v":0},{"$f":"IF($D372=\"Full\",'Failure Persistence Storage'!EE372,0)","v":0},{"$f":"IF($D372=\"Full\",'Failure Persistence Storage'!EF372,0)","v":0},{"$f":"IF($D372=\"Full\",'Failure Persistence Storage'!EI372,0)","v":0},{"$f":"IF($D372=\"Full\",'Failure Persistence Storage'!EJ372,0)","v":0},{"$f":"IF($D372=\"Full\",'Failure Persistence Storage'!EM372,0)","v":0},{"$f":"IF($D372=\"Full\",'Failure Persistence Storage'!EN372,0)","v":0},{"$f":"IF($D372=\"Full\",'Failure Persistence Storage'!EQ372,0)","v":0},{"$f":"IF($D372=\"Full\",'Failure Persistence Storage'!ER372,0)","v":0},{"$f":"IF($D372=\"Full\",'Failure Persistence Storage'!EU372,0)","v":0},{"$f":"IF($D372=\"Full\",'Failure Persistence Storage'!EV372,0)","v":0},{"$f":"IF($D372=\"Full\",'Failure Persistence Storage'!EY372,0)","v":0},{"$f":"IF($D372=\"Full\",'Failure Persistence Storage'!EZ372,0)","v":0},{"$f":"IF($D372=\"Full\",'Failure Persistence Storage'!FC372,0)","v":0},{"$f":"IF($D372=\"Full\",'Failure Persistence Storage'!FD372,0)","v":0},{"$f":"IF($D372=\"Full\",'Failure Persistence Storage'!FG372,0)","v":0},{"$f":"IF($D372=\"Full\",'Failure Persistence Storage'!FH372,0)","v":0},{"$f":"IF($D372=\"Full\",'Failure Persistence Storage'!FK372,0)","v":0},{"$f":"IF($D372=\"Full\",'Failure Persistence Storage'!FL372,0)","v":0},{"$f":"IF($D372=\"Full\",'Failure Persistence Storage'!FO372,0)","v":0},{"$f":"IF($D372=\"Full\",'Failure Persistence Storage'!FP372,0)","v":0},{"$f":"IF($D372=\"Full\",'Failure Persistence Storage'!FS372,0)","v":0},{"$f":"IF($D372=\"Full\",'Failure Persistence Storage'!FT372,0)","v":0},{"$f":"IF($D372=\"Full\",'Failure Persistence Storage'!FW372,0)","v":0},{"$f":"IF($D372=\"Full\",'Failure Persistence Storage'!FX372,0)","v":0},{"$f":"IF($D372=\"Full\",'Failure Persistence Storage'!GA372,0)","v":0},{"$f":"IF($D372=\"Full\",'Failure Persistence Storage'!GB372,0)","v":0},{"$f":"IF($D372=\"Full\",'Failure Persistence Storage'!GE372,0)","v":0},{"$f":"IF($D372=\"Full\",'Failure Persistence Storage'!GF372,0)","v":0},{"$f":"IF($D372=\"Full\",'Failure Persistence Storage'!GI372,0)","v":0},{"$f":"IF($D372=\"Full\",'Failure Persistence Storage'!GJ372,0)","v":0},{"$f":"IF($D372=\"Full\",'Failure Persistence Storage'!GM372,0)","v":0},{"$f":"IF($D372=\"Full\",'Failure Persistence Storage'!GN372,0)","v":0},{"$f":"IF($D372=\"Full\",'Failure Persistence Storage'!GQ372,0)","v":0},{"$f":"IF($D372=\"Full\",'Failure Persistence Storage'!GR372,0)","v":0},{"$f":"IF($D372=\"Full\",'Failure Persistence Storage'!GU372,0)","v":0},{"$f":"IF($D372=\"Full\",'Failure Persistence Storage'!GV372,0)","v":0},{"$f":"IF($D372=\"Full\",'Failure Persistence Storage'!GY372,0)","v":0},{"$f":"IF($D372=\"Full\",'Failure Persistence Storage'!GZ372,0)","v":0},{"$f":"IF($D372=\"Full\",'Failure Persistence Storage'!HC372,0)","v":0},{"$f":"IF($D372=\"Full\",'Failure Persistence Storage'!HD372,0)","v":0},{"$f":"IF($D372=\"Full\",'Failure Persistence Storage'!HG372,0)","v":0},{"$f":"IF($D372=\"Full\",'Failure Persistence Storage'!HH372,0)","v":0},{"$f":"IF($D372=\"Full\",'Failure Persistence Storage'!HK372,0)","v":0},{"$f":"IF($D372=\"Full\",'Failure Persistence Storage'!HL372,0)","v":0},{"$f":"IF($D372=\"Full\",'Failure Persistence Storage'!HO372,0)","v":0}]
[null,null,null,null,null,null,null,null,null,null,null,null,null,null,null,null,null,null,null,null,null,null,null,null,null,null,null," "," "," "," "," "," "," "," "," "," "," "," "," "," "," "," "," "," "," "," "," "," "," "," "," "," "," "," "," "," "," "," "," "," "," "," "," "," "," "," "," "," "," "," "," "," "," "," "," "," "," "," "," "," "," "," "," "," "," "," "," "," "," "," "," "," "," "," "," "," "," "," "," "," "," "," "," "," "," "," "," "," "," "," "," "," "," "," "," "," "," "," "," "," "," "," "," "," "," "," "," "," "," "," "," "," "," "," "," "," "," "," "," "," "," "," "," "," "," "," "," "," "," "," "," "," "," "," "," "," "," "," "," "," "," "," "," "," "," "," "," "," "," "," "," "," "," "," "," "," "," "," "," "," "," "," "," "," "," "," "," "," "," "," "," "," "," "," "," "," "," "," "," "," "," "," "," "," "," "," "," "," "," "," "," "," "," "," "," "," "," "," "," "," "," "," ",null,{"$f":"IF($D374=\"Full\",'Failure Persistence Storage'!AB374,0)","v":0},{"$f":"IF($D374=\"Full\",'Failure Persistence Storage'!AE374,0)","v":0},{"$f":"IF($D374=\"Full\",'Failure Persistence Storage'!AF374,0)","v":0},{"$f":"IF($D374=\"Full\",'Failure Persistence Storage'!AI374,0)","v":0},{"$f":"IF($D374=\"Full\",'Failure Persistence Storage'!AJ374,0)","v":0},{"$f":"IF($D374=\"Full\",'Failure Persistence Storage'!AM374,0)","v":0},{"$f":"IF($D374=\"Full\",'Failure Persistence Storage'!AN374,0)","v":0},{"$f":"IF($D374=\"Full\",'Failure Persistence Storage'!AQ374,0)","v":0},{"$f":"IF($D374=\"Full\",'Failure Persistence Storage'!AR374,0)","v":0},{"$f":"IF($D374=\"Full\",'Failure Persistence Storage'!AU374,0)","v":0},{"$f":"IF($D374=\"Full\",'Failure Persistence Storage'!AV374,0)","v":0},{"$f":"IF($D374=\"Full\",'Failure Persistence Storage'!AY374,0)","v":0},{"$f":"IF($D374=\"Full\",'Failure Persistence Storage'!AZ374,0)","v":0},{"$f":"IF($D374=\"Full\",'Failure Persistence Storage'!BC374,0)","v":0},{"$f":"IF($D374=\"Full\",'Failure Persistence Storage'!BD374,0)","v":0},{"$f":"IF($D374=\"Full\",'Failure Persistence Storage'!BG374,0)","v":0},{"$f":"IF($D374=\"Full\",'Failure Persistence Storage'!BH374,0)","v":0},{"$f":"IF($D374=\"Full\",'Failure Persistence Storage'!BK374,0)","v":0},{"$f":"IF($D374=\"Full\",'Failure Persistence Storage'!BL374,0)","v":0},{"$f":"IF($D374=\"Full\",'Failure Persistence Storage'!BO374,0)","v":0},{"$f":"IF($D374=\"Full\",'Failure Persistence Storage'!BP374,0)","v":0},{"$f":"IF($D374=\"Full\",'Failure Persistence Storage'!BS374,0)","v":0},{"$f":"IF($D374=\"Full\",'Failure Persistence Storage'!BT374,0)","v":0},{"$f":"IF($D374=\"Full\",'Failure Persistence Storage'!BW374,0)","v":0},{"$f":"IF($D374=\"Full\",'Failure Persistence Storage'!BX374,0)","v":0},{"$f":"IF($D374=\"Full\",'Failure Persistence Storage'!CA374,0)","v":0},{"$f":"IF($D374=\"Full\",'Failure Persistence Storage'!CB374,0)","v":0},{"$f":"IF($D374=\"Full\",'Failure Persistence Storage'!CE374,0)","v":0},{"$f":"IF($D374=\"Full\",'Failure Persistence Storage'!CF374,0)","v":0},{"$f":"IF($D374=\"Full\",'Failure Persistence Storage'!CI374,0)","v":0},{"$f":"IF($D374=\"Full\",'Failure Persistence Storage'!CJ374,0)","v":0},{"$f":"IF($D374=\"Full\",'Failure Persistence Storage'!CM374,0)","v":0},{"$f":"IF($D374=\"Full\",'Failure Persistence Storage'!CN374,0)","v":0},{"$f":"IF($D374=\"Full\",'Failure Persistence Storage'!CQ374,0)","v":0},{"$f":"IF($D374=\"Full\",'Failure Persistence Storage'!CR374,0)","v":0},{"$f":"IF($D374=\"Full\",'Failure Persistence Storage'!CU374,0)","v":0},{"$f":"IF($D374=\"Full\",'Failure Persistence Storage'!CV374,0)","v":0},{"$f":"IF($D374=\"Full\",'Failure Persistence Storage'!CY374,0)","v":0},{"$f":"IF($D374=\"Full\",'Failure Persistence Storage'!CZ374,0)","v":0},{"$f":"IF($D374=\"Full\",'Failure Persistence Storage'!DC374,0)","v":0},{"$f":"IF($D374=\"Full\",'Failure Persistence Storage'!DD374,0)","v":0},{"$f":"IF($D374=\"Full\",'Failure Persistence Storage'!DG374,0)","v":0},{"$f":"IF($D374=\"Full\",'Failure Persistence Storage'!DH374,0)","v":0},{"$f":"IF($D374=\"Full\",'Failure Persistence Storage'!DK374,0)","v":0},{"$f":"IF($D374=\"Full\",'Failure Persistence Storage'!DL374,0)","v":0},{"$f":"IF($D374=\"Full\",'Failure Persistence Storage'!DO374,0)","v":0},{"$f":"IF($D374=\"Full\",'Failure Persistence Storage'!DP374,0)","v":0},{"$f":"IF($D374=\"Full\",'Failure Persistence Storage'!DS374,0)","v":0},{"$f":"IF($D374=\"Full\",'Failure Persistence Storage'!DT374,0)","v":0},{"$f":"IF($D374=\"Full\",'Failure Persistence Storage'!DW374,0)","v":0},{"$f":"IF($D374=\"Full\",'Failure Persistence Storage'!DX374,0)","v":0},{"$f":"IF($D374=\"Full\",'Failure Persistence Storage'!EA374,0)","v":0},{"$f":"IF($D374=\"Full\",'Failure Persistence Storage'!EB374,0)","v":0},{"$f":"IF($D374=\"Full\",'Failure Persistence Storage'!EE374,0)","v":0},{"$f":"IF($D374=\"Full\",'Failure Persistence Storage'!EF374,0)","v":0},{"$f":"IF($D374=\"Full\",'Failure Persistence Storage'!EI374,0)","v":0},{"$f":"IF($D374=\"Full\",'Failure Persistence Storage'!EJ374,0)","v":0},{"$f":"IF($D374=\"Full\",'Failure Persistence Storage'!EM374,0)","v":0},{"$f":"IF($D374=\"Full\",'Failure Persistence Storage'!EN374,0)","v":0},{"$f":"IF($D374=\"Full\",'Failure Persistence Storage'!EQ374,0)","v":0},{"$f":"IF($D374=\"Full\",'Failure Persistence Storage'!ER374,0)","v":0},{"$f":"IF($D374=\"Full\",'Failure Persistence Storage'!EU374,0)","v":0},{"$f":"IF($D374=\"Full\",'Failure Persistence Storage'!EV374,0)","v":0},{"$f":"IF($D374=\"Full\",'Failure Persistence Storage'!EY374,0)","v":0},{"$f":"IF($D374=\"Full\",'Failure Persistence Storage'!EZ374,0)","v":0},{"$f":"IF($D374=\"Full\",'Failure Persistence Storage'!FC374,0)","v":0},{"$f":"IF($D374=\"Full\",'Failure Persistence Storage'!FD374,0)","v":0},{"$f":"IF($D374=\"Full\",'Failure Persistence Storage'!FG374,0)","v":0},{"$f":"IF($D374=\"Full\",'Failure Persistence Storage'!FH374,0)","v":0},{"$f":"IF($D374=\"Full\",'Failure Persistence Storage'!FK374,0)","v":0},{"$f":"IF($D374=\"Full\",'Failure Persistence Storage'!FL374,0)","v":0},{"$f":"IF($D374=\"Full\",'Failure Persistence Storage'!FO374,0)","v":0},{"$f":"IF($D374=\"Full\",'Failure Persistence Storage'!FP374,0)","v":0},{"$f":"IF($D374=\"Full\",'Failure Persistence Storage'!FS374,0)","v":0},{"$f":"IF($D374=\"Full\",'Failure Persistence Storage'!FT374,0)","v":0},{"$f":"IF($D374=\"Full\",'Failure Persistence Storage'!FW374,0)","v":0},{"$f":"IF($D374=\"Full\",'Failure Persistence Storage'!FX374,0)","v":0},{"$f":"IF($D374=\"Full\",'Failure Persistence Storage'!GA374,0)","v":0},{"$f":"IF($D374=\"Full\",'Failure Persistence Storage'!GB374,0)","v":0},{"$f":"IF($D374=\"Full\",'Failure Persistence Storage'!GE374,0)","v":0},{"$f":"IF($D374=\"Full\",'Failure Persistence Storage'!GF374,0)","v":0},{"$f":"IF($D374=\"Full\",'Failure Persistence Storage'!GI374,0)","v":0},{"$f":"IF($D374=\"Full\",'Failure Persistence Storage'!GJ374,0)","v":0},{"$f":"IF($D374=\"Full\",'Failure Persistence Storage'!GM374,0)","v":0},{"$f":"IF($D374=\"Full\",'Failure Persistence Storage'!GN374,0)","v":0},{"$f":"IF($D374=\"Full\",'Failure Persistence Storage'!GQ374,0)","v":0},{"$f":"IF($D374=\"Full\",'Failure Persistence Storage'!GR374,0)","v":0},{"$f":"IF($D374=\"Full\",'Failure Persistence Storage'!GU374,0)","v":0},{"$f":"IF($D374=\"Full\",'Failure Persistence Storage'!GV374,0)","v":0},{"$f":"IF($D374=\"Full\",'Failure Persistence Storage'!GY374,0)","v":0},{"$f":"IF($D374=\"Full\",'Failure Persistence Storage'!GZ374,0)","v":0},{"$f":"IF($D374=\"Full\",'Failure Persistence Storage'!HC374,0)","v":0},{"$f":"IF($D374=\"Full\",'Failure Persistence Storage'!HD374,0)","v":0},{"$f":"IF($D374=\"Full\",'Failure Persistence Storage'!HG374,0)","v":0},{"$f":"IF($D374=\"Full\",'Failure Persistence Storage'!HH374,0)","v":0},{"$f":"IF($D374=\"Full\",'Failure Persistence Storage'!HK374,0)","v":0},{"$f":"IF($D374=\"Full\",'Failure Persistence Storage'!HL374,0)","v":0},{"$f":"IF($D374=\"Full\",'Failure Persistence Storage'!HO374,0)","v":0}]
[null,null,null,null,null,null,null,null,null,null,null,null,null,null,null,null,null,null,null,null,null,null,null,null,null,null,null," "," "," "," "," "," "," "," "," "," "," "," "," "," "," "," "," "," "," "," "," "," "," "," "," "," "," "," "," "," "," "," "," "," "," "," "," "," "," "," "," "," "," "," "," "," "," "," "," "," "," "," "," "," "," "," "," "," "," "," "," "," "," "," "," "," "," "," "," "," "," "," "," "," "," "," "," "," "," "," "," "," "," "," "," "," "," "," "," "," "," "," "," "," "," "," "," "," "," "," "," "," "," "," "," "," "," "," "," "," "," "," "," "," "," "," "," "," "," "," "," "," "," "," "," "," "," "," "," "," "," "," "," "," "," "," "," "," "," "," "," "," "," "," "," "," "," "," "," "," "," "," "," "," "," "," "," "," "," "," "," "," "," "," "," "," "," "," "," "," "," "," "," "," "," "," "," "," "," "," "," "," "," "," "," "," "," "," "," "," "," "," "," "," "," "," ",null,{"$f":"IF($D377=\"Full\",'Failure Persistence Storage'!AB377,0)","v":0},{"$f":"IF($D377=\"Full\",'Failure Persistence Storage'!AE377,0)","v":0},{"$f":"IF($D377=\"Full\",'Failure Persistence Storage'!AF377,0)","v":0},{"$f":"IF($D377=\"Full\",'Failure Persistence Storage'!AI377,0)","v":0},{"$f":"IF($D377=\"Full\",'Failure Persistence Storage'!AJ377,0)","v":0},{"$f":"IF($D377=\"Full\",'Failure Persistence Storage'!AM377,0)","v":0},{"$f":"IF($D377=\"Full\",'Failure Persistence Storage'!AN377,0)","v":0},{"$f":"IF($D377=\"Full\",'Failure Persistence Storage'!AQ377,0)","v":0},{"$f":"IF($D377=\"Full\",'Failure Persistence Storage'!AR377,0)","v":0},{"$f":"IF($D377=\"Full\",'Failure Persistence Storage'!AU377,0)","v":0},{"$f":"IF($D377=\"Full\",'Failure Persistence Storage'!AV377,0)","v":0},{"$f":"IF($D377=\"Full\",'Failure Persistence Storage'!AY377,0)","v":0},{"$f":"IF($D377=\"Full\",'Failure Persistence Storage'!AZ377,0)","v":0},{"$f":"IF($D377=\"Full\",'Failure Persistence Storage'!BC377,0)","v":0},{"$f":"IF($D377=\"Full\",'Failure Persistence Storage'!BD377,0)","v":0},{"$f":"IF($D377=\"Full\",'Failure Persistence Storage'!BG377,0)","v":0},{"$f":"IF($D377=\"Full\",'Failure Persistence Storage'!BH377,0)","v":0},{"$f":"IF($D377=\"Full\",'Failure Persistence Storage'!BK377,0)","v":0},{"$f":"IF($D377=\"Full\",'Failure Persistence Storage'!BL377,0)","v":0},{"$f":"IF($D377=\"Full\",'Failure Persistence Storage'!BO377,0)","v":0},{"$f":"IF($D377=\"Full\",'Failure Persistence Storage'!BP377,0)","v":0},{"$f":"IF($D377=\"Full\",'Failure Persistence Storage'!BS377,0)","v":0},{"$f":"IF($D377=\"Full\",'Failure Persistence Storage'!BT377,0)","v":0},{"$f":"IF($D377=\"Full\",'Failure Persistence Storage'!BW377,0)","v":0},{"$f":"IF($D377=\"Full\",'Failure Persistence Storage'!BX377,0)","v":0},{"$f":"IF($D377=\"Full\",'Failure Persistence Storage'!CA377,0)","v":0},{"$f":"IF($D377=\"Full\",'Failure Persistence Storage'!CB377,0)","v":0},{"$f":"IF($D377=\"Full\",'Failure Persistence Storage'!CE377,0)","v":0},{"$f":"IF($D377=\"Full\",'Failure Persistence Storage'!CF377,0)","v":0},{"$f":"IF($D377=\"Full\",'Failure Persistence Storage'!CI377,0)","v":0},{"$f":"IF($D377=\"Full\",'Failure Persistence Storage'!CJ377,0)","v":0},{"$f":"IF($D377=\"Full\",'Failure Persistence Storage'!CM377,0)","v":0},{"$f":"IF($D377=\"Full\",'Failure Persistence Storage'!CN377,0)","v":0},{"$f":"IF($D377=\"Full\",'Failure Persistence Storage'!CQ377,0)","v":0},{"$f":"IF($D377=\"Full\",'Failure Persistence Storage'!CR377,0)","v":0},{"$f":"IF($D377=\"Full\",'Failure Persistence Storage'!CU377,0)","v":0},{"$f":"IF($D377=\"Full\",'Failure Persistence Storage'!CV377,0)","v":0},{"$f":"IF($D377=\"Full\",'Failure Persistence Storage'!CY377,0)","v":0},{"$f":"IF($D377=\"Full\",'Failure Persistence Storage'!CZ377,0)","v":0},{"$f":"IF($D377=\"Full\",'Failure Persistence Storage'!DC377,0)","v":0},{"$f":"IF($D377=\"Full\",'Failure Persistence Storage'!DD377,0)","v":0},{"$f":"IF($D377=\"Full\",'Failure Persistence Storage'!DG377,0)","v":0},{"$f":"IF($D377=\"Full\",'Failure Persistence Storage'!DH377,0)","v":0},{"$f":"IF($D377=\"Full\",'Failure Persistence Storage'!DK377,0)","v":0},{"$f":"IF($D377=\"Full\",'Failure Persistence Storage'!DL377,0)","v":0},{"$f":"IF($D377=\"Full\",'Failure Persistence Storage'!DO377,0)","v":0},{"$f":"IF($D377=\"Full\",'Failure Persistence Storage'!DP377,0)","v":0},{"$f":"IF($D377=\"Full\",'Failure Persistence Storage'!DS377,0)","v":0},{"$f":"IF($D377=\"Full\",'Failure Persistence Storage'!DT377,0)","v":0},{"$f":"IF($D377=\"Full\",'Failure Persistence Storage'!DW377,0)","v":0},{"$f":"IF($D377=\"Full\",'Failure Persistence Storage'!DX377,0)","v":0},{"$f":"IF($D377=\"Full\",'Failure Persistence Storage'!EA377,0)","v":0},{"$f":"IF($D377=\"Full\",'Failure Persistence Storage'!EB377,0)","v":0},{"$f":"IF($D377=\"Full\",'Failure Persistence Storage'!EE377,0)","v":0},{"$f":"IF($D377=\"Full\",'Failure Persistence Storage'!EF377,0)","v":0},{"$f":"IF($D377=\"Full\",'Failure Persistence Storage'!EI377,0)","v":0},{"$f":"IF($D377=\"Full\",'Failure Persistence Storage'!EJ377,0)","v":0},{"$f":"IF($D377=\"Full\",'Failure Persistence Storage'!EM377,0)","v":0},{"$f":"IF($D377=\"Full\",'Failure Persistence Storage'!EN377,0)","v":0},{"$f":"IF($D377=\"Full\",'Failure Persistence Storage'!EQ377,0)","v":0},{"$f":"IF($D377=\"Full\",'Failure Persistence Storage'!ER377,0)","v":0},{"$f":"IF($D377=\"Full\",'Failure Persistence Storage'!EU377,0)","v":0},{"$f":"IF($D377=\"Full\",'Failure Persistence Storage'!EV377,0)","v":0},{"$f":"IF($D377=\"Full\",'Failure Persistence Storage'!EY377,0)","v":0},{"$f":"IF($D377=\"Full\",'Failure Persistence Storage'!EZ377,0)","v":0},{"$f":"IF($D377=\"Full\",'Failure Persistence Storage'!FC377,0)","v":0},{"$f":"IF($D377=\"Full\",'Failure Persistence Storage'!FD377,0)","v":0},{"$f":"IF($D377=\"Full\",'Failure Persistence Storage'!FG377,0)","v":0},{"$f":"IF($D377=\"Full\",'Failure Persistence Storage'!FH377,0)","v":0},{"$f":"IF($D377=\"Full\",'Failure Persistence Storage'!FK377,0)","v":0},{"$f":"IF($D377=\"Full\",'Failure Persistence Storage'!FL377,0)","v":0},{"$f":"IF($D377=\"Full\",'Failure Persistence Storage'!FO377,0)","v":0},{"$f":"IF($D377=\"Full\",'Failure Persistence Storage'!FP377,0)","v":0},{"$f":"IF($D377=\"Full\",'Failure Persistence Storage'!FS377,0)","v":0},{"$f":"IF($D377=\"Full\",'Failure Persistence Storage'!FT377,0)","v":0},{"$f":"IF($D377=\"Full\",'Failure Persistence Storage'!FW377,0)","v":0},{"$f":"IF($D377=\"Full\",'Failure Persistence Storage'!FX377,0)","v":0},{"$f":"IF($D377=\"Full\",'Failure Persistence Storage'!GA377,0)","v":0},{"$f":"IF($D377=\"Full\",'Failure Persistence Storage'!GB377,0)","v":0},{"$f":"IF($D377=\"Full\",'Failure Persistence Storage'!GE377,0)","v":0},{"$f":"IF($D377=\"Full\",'Failure Persistence Storage'!GF377,0)","v":0},{"$f":"IF($D377=\"Full\",'Failure Persistence Storage'!GI377,0)","v":0},{"$f":"IF($D377=\"Full\",'Failure Persistence Storage'!GJ377,0)","v":0},{"$f":"IF($D377=\"Full\",'Failure Persistence Storage'!GM377,0)","v":0},{"$f":"IF($D377=\"Full\",'Failure Persistence Storage'!GN377,0)","v":0},{"$f":"IF($D377=\"Full\",'Failure Persistence Storage'!GQ377,0)","v":0},{"$f":"IF($D377=\"Full\",'Failure Persistence Storage'!GR377,0)","v":0},{"$f":"IF($D377=\"Full\",'Failure Persistence Storage'!GU377,0)","v":0},{"$f":"IF($D377=\"Full\",'Failure Persistence Storage'!GV377,0)","v":0},{"$f":"IF($D377=\"Full\",'Failure Persistence Storage'!GY377,0)","v":0},{"$f":"IF($D377=\"Full\",'Failure Persistence Storage'!GZ377,0)","v":0},{"$f":"IF($D377=\"Full\",'Failure Persistence Storage'!HC377,0)","v":0},{"$f":"IF($D377=\"Full\",'Failure Persistence Storage'!HD377,0)","v":0},{"$f":"IF($D377=\"Full\",'Failure Persistence Storage'!HG377,0)","v":0},{"$f":"IF($D377=\"Full\",'Failure Persistence Storage'!HH377,0)","v":0},{"$f":"IF($D377=\"Full\",'Failure Persistence Storage'!HK377,0)","v":0},{"$f":"IF($D377=\"Full\",'Failure Persistence Storage'!HL377,0)","v":0},{"$f":"IF($D377=\"Full\",'Failure Persistence Storage'!HO377,0)","v":0}]
[null,"Standby pump",null,{"$f":"IF($L382=0,\" \",INDIRECT(ADDRESS($L382,COLUMN(D382))))","v":"Part"},null,null,null,null,null,null,"Row Number",66,null,null,null,null,null,null,null,null,null,null,null,null,null,null,null,6.0361322878752199,0.16566900000000004,0.39438336000000002,2.3805501330967167,6.16188504387262,0.16228800000000004,0.77266944000000004,4.7611002661934334,6.2929889809762933,0.15890700000000002,0.97831621733333329,6.1565331755890753,6.4297930892583874,0.155526,1.021315736,6.5668488612836438,6.5726773801307958,0.152145,1.0615407000000001,6.9771645469782122,6.7220564114974053,0.14876400000000001,1.0989911093333333,7.3874802326727789,6.8783833047880432,0.14538299999999998,1.1336669640000001,7.7977959183673482,7.0421543358544252,0.14200199999999999,1.1655682640000002,8.2081116040619175,7.2139141977045318,0.13862100000000002,1.1946950093333333,8.6184272897564806,7.3942620526471448,0.13524000000000003,1.2210472000000001,9.0287429754510491,7.5838585155355336,0.131859,1.2446248359999998,9.4390586611456158,7.783433739628574,0.12847800000000001,1.2654279173333334,9.8493743468401842,7.9937968136725894,0.12509700000000001,1.283456444,10.259690032534753,8.2158467251634946,0.12171600000000002,1.2987104160000003,10.670005718229321,8.4505852030253106,0.118335,1.3111898333333334,11.08032140392389,8.6991318266437005,0.114954,1.3208946960000001,11.490637089618456,8.962741881996541,0.11157299999999999,1.3278250040000001,11.900952775313026,9.2428275658089323,0.108192,1.3319807573333333,12.311268461007591,9.5409832937382539,0.10481099999999999,1.3333619560000001,12.721584146702162,9.8590160701961942,0.10143000000000001,1.3319686000000002,13.131899832396728,10.198982141582272,9.8048999999999983E-2,1.3278006893333334,13.542215518091298,10.563231503781637,9.4668000000000002E-2,1.320858224,13.952531203785862,10.954462300217992,9.1287000000000007E-2,1.3111412039999999,14.362846889480426,11.375787773303301,8.7905999999999998E-2,1.2986496293333334,14.773162575174998,11.830819284235432,8.4525000000000017E-2,1.2833835,15.183478260869563,12.32377008774524,8.1144000000000022E-2,1.2653428160000002,15.593793946564132,12.859586178516775,7.7762999999999999E-2,1.2445275773333333,16.0041096322587,13.444112822994811,7.4382000000000004E-2,1.2209377840000002,16.41442531795327,14.08430867170885,7.1000999999999995E-2,1.1945734360000002,16.824741003647841,14.78852410529429,6.7620000000000013E-2,1.1654345333333336,17.235056689342404,15.566867479257148,6.4239000000000004E-2,1.1335210760000001,17.64537237503697,16.431693450326989,6.0858000000000009E-2,1.0988330640000001,18.055688060731541,17.398263653287401,5.7477E-2,1.0613704973333333,18.466003746426107,18.485655131617865,5.4095999999999998E-2,1.0211333760000001,18.876319432120678,19.718032140392388,5.0715000000000003E-2,0.97812169999999998,19.286635117815241,21.126463007563274,4.7334000000000001E-2,0.93233546933333333,19.696950803509811,22.751575546606603,4.3952999999999999E-2,0.88377468400000014,20.107266489204381,24.64754017549048,4.0572000000000011E-2,0.83243934400000008,20.517582174898941,26.888225645989621,3.7191000000000002E-2,0.77832944933333337,20.927897860593514,29.577048210588579,3.3810000000000007E-2,0.721445,21.338213546288078,32.863386900653978,3.0429000000000005E-2,0.66178599599999999,21.748529231982644,36.971310263235729,2.7047999999999999E-2,0.59935243733333343,22.158844917677218,42.252926015126548,2.3667000000000001E-2,0.534144324,22.569160603371785,49.29508035098096,2.0286000000000005E-2,0.46616165600000004,22.979476289066348,59.154096421177158,1.6905000000000003E-2,0.39540443333333331,23.389791974760914,73.942620526471458,1.3524E-2,0.67903745599999998,50.209808932268558,98.590160701961921,1.0143000000000003E-2,0.78131352400000009,77.029825889776191,147.88524105294292,6.7619999999999998E-3,0.7022326373333333,103.84984284728384,295.77048210588583,3.3809999999999999E-3,0.44179479599999999,130.66985980479149,null,{"$f":"IF($D382=\"Full\",'Failure Persistence Storage'!AB382,0)","v":0},{"$f":"IF($D382=\"Full\",'Failure Persistence Storage'!AE382,0)","v":0},{"$f":"IF($D382=\"Full\",'Failure Persistence Storage'!AF382,0)","v":0},{"$f":"IF($D382=\"Full\",'Failure Persistence Storage'!AI382,0)","v":0},{"$f":"IF($D382=\"Full\",'Failure Persistence Storage'!AJ382,0)","v":0},{"$f":"IF($D382=\"Full\",'Failure Persistence Storage'!AM382,0)","v":0},{"$f":"IF($D382=\"Full\",'Failure Persistence Storage'!AN382,0)","v":0},{"$f":"IF($D382=\"Full\",'Failure Persistence Storage'!AQ382,0)","v":0},{"$f":"IF($D382=\"Full\",'Failure Persistence Storage'!AR382,0)","v":0},{"$f":"IF($D382=\"Full\",'Failure Persistence Storage'!AU382,0)","v":0},{"$f":"IF($D382=\"Full\",'Failure Persistence Storage'!AV382,0)","v":0},{"$f":"IF($D382=\"Full\",'Failure Persistence Storage'!AY382,0)","v":0},{"$f":"IF($D382=\"Full\",'Failure Persistence Storage'!AZ382,0)","v":0},{"$f":"IF($D382=\"Full\",'Failure Persistence Storage'!BC382,0)","v":0},{"$f":"IF($D382=\"Full\",'Failure Persistence Storage'!BD382,0)","v":0},{"$f":"IF($D382=\"Full\",'Failure Persistence Storage'!BG382,0)","v":0},{"$f":"IF($D382=\"Full\",'Failure Persistence Storage'!BH382,0)","v":0},{"$f":"IF($D382=\"Full\",'Failure Persistence Storage'!BK382,0)","v":0},{"$f":"IF($D382=\"Full\",'Failure Persistence Storage'!BL382,0)","v":0},{"$f":"IF($D382=\"Full\",'Failure Persistence Storage'!BO382,0)","v":0},{"$f":"IF($D382=\"Full\",'Failure Persistence Storage'!BP382,0)","v":0},{"$f":"IF($D382=\"Full\",'Failure Persistence Storage'!BS382,0)","v":0},{"$f":"IF($D382=\"Full\",'Failure Persistence Storage'!BT382,0)","v":0},{"$f":"IF($D382=\"Full\",'Failure Persistence Storage'!BW382,0)","v":0},{"$f":"IF($D382=\"Full\",'Failure Persistence Storage'!BX382,0)","v":0},{"$f":"IF($D382=\"Full\",'Failure Persistence Storage'!CA382,0)","v":0},{"$f":"IF($D382=\"Full\",'Failure Persistence Storage'!CB382,0)","v":0},{"$f":"IF($D382=\"Full\",'Failure Persistence Storage'!CE382,0)","v":0},{"$f":"IF($D382=\"Full\",'Failure Persistence Storage'!CF382,0)","v":0},{"$f":"IF($D382=\"Full\",'Failure Persistence Storage'!CI382,0)","v":0},{"$f":"IF($D382=\"Full\",'Failure Persistence Storage'!CJ382,0)","v":0},{"$f":"IF($D382=\"Full\",'Failure Persistence Storage'!CM382,0)","v":0},{"$f":"IF($D382=\"Full\",'Failure Persistence Storage'!CN382,0)","v":0},{"$f":"IF($D382=\"Full\",'Failure Persistence Storage'!CQ382,0)","v":0},{"$f":"IF($D382=\"Full\",'Failure Persistence Storage'!CR382,0)","v":0},{"$f":"IF($D382=\"Full\",'Failure Persistence Storage'!CU382,0)","v":0},{"$f":"IF($D382=\"Full\",'Failure Persistence Storage'!CV382,0)","v":0},{"$f":"IF($D382=\"Full\",'Failure Persistence Storage'!CY382,0)","v":0},{"$f":"IF($D382=\"Full\",'Failure Persistence Storage'!CZ382,0)","v":0},{"$f":"IF($D382=\"Full\",'Failure Persistence Storage'!DC382,0)","v":0},{"$f":"IF($D382=\"Full\",'Failure Persistence Storage'!DD382,0)","v":0},{"$f":"IF($D382=\"Full\",'Failure Persistence Storage'!DG382,0)","v":0},{"$f":"IF($D382=\"Full\",'Failure Persistence Storage'!DH382,0)","v":0},{"$f":"IF($D382=\"Full\",'Failure Persistence Storage'!DK382,0)","v":0},{"$f":"IF($D382=\"Full\",'Failure Persistence Storage'!DL382,0)","v":0},{"$f":"IF($D382=\"Full\",'Failure Persistence Storage'!DO382,0)","v":0},{"$f":"IF($D382=\"Full\",'Failure Persistence Storage'!DP382,0)","v":0},{"$f":"IF($D382=\"Full\",'Failure Persistence Storage'!DS382,0)","v":0},{"$f":"IF($D382=\"Full\",'Failure Persistence Storage'!DT382,0)","v":0},{"$f":"IF($D382=\"Full\",'Failure Persistence Storage'!DW382,0)","v":0},{"$f":"IF($D382=\"Full\",'Failure Persistence Storage'!DX382,0)","v":0},{"$f":"IF($D382=\"Full\",'Failure Persistence Storage'!EA382,0)","v":0},{"$f":"IF($D382=\"Full\",'Failure Persistence Storage'!EB382,0)","v":0},{"$f":"IF($D382=\"Full\",'Failure Persistence Storage'!EE382,0)","v":0},{"$f":"IF($D382=\"Full\",'Failure Persistence Storage'!EF382,0)","v":0},{"$f":"IF($D382=\"Full\",'Failure Persistence Storage'!EI382,0)","v":0},{"$f":"IF($D382=\"Full\",'Failure Persistence Storage'!EJ382,0)","v":0},{"$f":"IF($D382=\"Full\",'Failure Persistence Storage'!EM382,0)","v":0},{"$f":"IF($D382=\"Full\",'Failure Persistence Storage'!EN382,0)","v":0},{"$f":"IF($D382=\"Full\",'Failure Persistence Storage'!EQ382,0)","v":0},{"$f":"IF($D382=\"Full\",'Failure Persistence Storage'!ER382,0)","v":0},{"$f":"IF($D382=\"Full\",'Failure Persistence Storage'!EU382,0)","v":0},{"$f":"IF($D382=\"Full\",'Failure Persistence Storage'!EV382,0)","v":0},{"$f":"IF($D382=\"Full\",'Failure Persistence Storage'!EY382,0)","v":0},{"$f":"IF($D382=\"Full\",'Failure Persistence Storage'!EZ382,0)","v":0},{"$f":"IF($D382=\"Full\",'Failure Persistence Storage'!FC382,0)","v":0},{"$f":"IF($D382=\"Full\",'Failure Persistence Storage'!FD382,0)","v":0},{"$f":"IF($D382=\"Full\",'Failure Persistence Storage'!FG382,0)","v":0},{"$f":"IF($D382=\"Full\",'Failure Persistence Storage'!FH382,0)","v":0},{"$f":"IF($D382=\"Full\",'Failure Persistence Storage'!FK382,0)","v":0},{"$f":"IF($D382=\"Full\",'Failure Persistence Storage'!FL382,0)","v":0},{"$f":"IF($D382=\"Full\",'Failure Persistence Storage'!FO382,0)","v":0},{"$f":"IF($D382=\"Full\",'Failure Persistence Storage'!FP382,0)","v":0},{"$f":"IF($D382=\"Full\",'Failure Persistence Storage'!FS382,0)","v":0},{"$f":"IF($D382=\"Full\",'Failure Persistence Storage'!FT382,0)","v":0},{"$f":"IF($D382=\"Full\",'Failure Persistence Storage'!FW382,0)","v":0},{"$f":"IF($D382=\"Full\",'Failure Persistence Storage'!FX382,0)","v":0},{"$f":"IF($D382=\"Full\",'Failure Persistence Storage'!GA382,0)","v":0},{"$f":"IF($D382=\"Full\",'Failure Persistence Storage'!GB382,0)","v":0},{"$f":"IF($D382=\"Full\",'Failure Persistence Storage'!GE382,0)","v":0},{"$f":"IF($D382=\"Full\",'Failure Persistence Storage'!GF382,0)","v":0},{"$f":"IF($D382=\"Full\",'Failure Persistence Storage'!GI382,0)","v":0},{"$f":"IF($D382=\"Full\",'Failure Persistence Storage'!GJ382,0)","v":0},{"$f":"IF($D382=\"Full\",'Failure Persistence Storage'!GM382,0)","v":0},{"$f":"IF($D382=\"Full\",'Failure Persistence Storage'!GN382,0)","v":0},{"$f":"IF($D382=\"Full\",'Failure Persistence Storage'!GQ382,0)","v":0},{"$f":"IF($D382=\"Full\",'Failure Persistence Storage'!GR382,0)","v":0},{"$f":"IF($D382=\"Full\",'Failure Persistence Storage'!GU382,0)","v":0},{"$f":"IF($D382=\"Full\",'Failure Persistence Storage'!GV382,0)","v":0},{"$f":"IF($D382=\"Full\",'Failure Persistence Storage'!GY382,0)","v":0},{"$f":"IF($D382=\"Full\",'Failure Persistence Storage'!GZ382,0)","v":0},{"$f":"IF($D382=\"Full\",'Failure Persistence Storage'!HC382,0)","v":0},{"$f":"IF($D382=\"Full\",'Failure Persistence Storage'!HD382,0)","v":0},{"$f":"IF($D382=\"Full\",'Failure Persistence Storage'!HG382,0)","v":0},{"$f":"IF($D382=\"Full\",'Failure Persistence Storage'!HH382,0)","v":0},{"$f":"IF($D382=\"Full\",'Failure Persistence Storage'!HK382,0)","v":0},{"$f":"IF($D382=\"Full\",'Failure Persistence Storage'!HL382,0)","v":0},{"$f":"IF($D382=\"Full\",'Failure Persistence Storage'!HO382,0)","v":0}]
[null,"Pipe C",null,{"$f":"IF($L386=0,\" \",INDIRECT(ADDRESS($L386,COLUMN(D386))))","v":"Part"},null,null,null,null,null,null,"Row Number",126,null,null,null,null,null,null,null,null,null,null,null,null,null,null,null,4.8343771542305083,0.20685187938324412,0.30294565353417047,1.4645535464190245,4.9350933449436436,0.20263041245705546,0.59352617835266053,2.9291070928380489,5.0400953310062748,0.1984089455308668,0.74662323556580257,3.7630522835959996,5.1496626208107594,0.19418747860467811,0.7702231021240008,3.966389118692875,5.2640995679398861,0.1899660116784895,0.79210620923372455,4.16972595378975,5.3837381944839757,0.18574454475230082,0.81227255689497313,4.3730627888866254,5.5089414083091839,0.18152307782611218,0.83072214510774733,4.5763996239834999,5.6401066799355917,0.17730161089992355,0.84745497387204693,4.7797364590803744,5.7776702574949974,0.17308014397373486,0.86247104318787182,4.9830732941772506,5.922112013932372,0.16885867704754623,0.87577035305522211,5.186410129274126,6.0739610399306381,0.16463721012135757,0.88735290347409768,5.3897469643710014,6.2338021199288134,0.16041574319516891,0.89721869444449853,5.5930837994678768,6.4022832583052685,0.15619427626898022,0.90536772596642467,5.7964206345647531,6.5801244599248587,0.15197280934279159,0.91179999803987632,5.9997574696616285,6.7681280159227128,0.1477513424166029,0.91651551066485326,6.2030943047585057,6.9671906046263183,0.14352987549041432,0.91951426384135537,6.4064311398553766,7.1783175926452998,0.13930840856422563,0.92079625756938266,6.609767974952252,7.4026400174154654,0.13508694163803697,0.92036149184893556,6.8131048100491283,7.6414348566869323,0.13086547471184831,0.91820996668001365,7.0164416451460028,7.8961493519098305,0.12664400778565965,0.91434168206261723,7.219778480242879,8.1684303640446512,0.122422540859471,0.908756637996746,7.4231153153397536,8.4601600199033893,0.11820107393328234,0.90145483448240027,7.6264521504366298,8.773499279899811,0.1139796070070937,0.89243627151957972,7.8297889855335052,9.1109415598959576,0.10975814008090504,0.88170094910828456,8.0331258206303797,9.4753792222917976,0.10553667315471638,0.86924886724851458,8.2364626557272569,9.8701866898872872,0.10131520622852773,0.85508002594026999,8.4397994908241287,10.299325241621519,9.7093739302339055E-2,0.83919442518355081,8.6431363259210059,10.767476388967951,9.2872272376150408E-2,0.82159206497835691,8.8464731610178813,11.280213359871183,8.8650805449961775E-2,0.80227294532468851,9.0498099961147549,11.844224027864744,8.4429338523773115E-2,0.7812370662225453,9.2531468312116303,12.467604239857627,8.0207871597584454E-2,0.75848442767192736,9.4564836663085075,13.160248919849717,7.5986404671395794E-2,0.73401502967283472,9.6598205014053811,13.934381209252637,7.1764937745207161E-2,0.70782887222526769,9.8631573365022565,14.805280034830931,6.7543470819018486E-2,0.67992595532922562,10.066494171599132,15.792298703819661,6.3322003892829826E-2,0.65030627898470916,10.269831006696009,16.920320039806779,5.9100536966641172E-2,0.61896984319171799,10.473167841792886,18.221883119791915,5.4879070040452518E-2,0.585916647950252,10.67650467688976,19.740373379774574,5.0657603114263865E-2,0.5511466932603114,10.879841511986633,21.534952777935903,4.6436136188075204E-2,0.51465997912189598,11.083178347083507,23.688448055729488,4.2214669261886557E-2,0.47645650553500629,11.286515182180386,26.320497839699435,3.7993202335697897E-2,0.43653627249964155,11.48985201727726,29.610560069661862,3.3771735409509243E-2,0.39489928001580238,11.693188852374137,33.840640079613557,2.9550268483320586E-2,0.35154552808348838,11.89652568747101,39.480746759549149,2.5328801557131932E-2,0.30647501670269972,12.099862522567884,47.376896111458976,2.1107334630943279E-2,0.25968774587343652,12.303199357664761,59.221120139323723,1.6885867704754622E-2,0.22078209573148208,13.074963015925771,78.961493519098298,1.2664400778565966E-2,0.1753604960731612,13.846726674186781,118.44224027864745,8.4429338523773108E-3,0.12342294689847393,14.618490332447793,236.88448055729489,4.2214669261886554E-3,6.4969448207420191E-2,15.390253990708805,null,{"$f":"IF($D386=\"Full\",'Failure Persistence Storage'!AB386,0)","v":0},{"$f":"IF($D386=\"Full\",'Failure Persistence Storage'!AE386,0)","v":0},{"$f":"IF($D386=\"Full\",'Failure Persistence Storage'!AF386,0)","v":0},{"$f":"IF($D386=\"Full\",'Failure Persistence Storage'!AI386,0)","v":0},{"$f":"IF($D386=\"Full\",'Failure Persistence Storage'!AJ386,0)","v":0},{"$f":"IF($D386=\"Full\",'Failure Persistence Storage'!AM386,0)","v":0},{"$f":"IF($D386=\"Full\",'Failure Persistence Storage'!AN386,0)","v":0},{"$f":"IF($D386=\"Full\",'Failure Persistence Storage'!AQ386,0)","v":0},{"$f":"IF($D386=\"Full\",'Failure Persistence Storage'!AR386,0)","v":0},{"$f":"IF($D386=\"Full\",'Failure Persistence Storage'!AU386,0)","v":0},{"$f":"IF($D386=\"Full\",'Failure Persistence Storage'!AV386,0)","v":0},{"$f":"IF($D386=\"Full\",'Failure Persistence Storage'!AY386,0)","v":0},{"$f":"IF($D386=\"Full\",'Failure Persistence Storage'!AZ386,0)","v":0},{"$f":"IF($D386=\"Full\",'Failure Persistence Storage'!BC386,0)","v":0},{"$f":"IF($D386=\"Full\",'Failure Persistence Storage'!BD386,0)","v":0},{"$f":"IF($D386=\"Full\",'Failure Persistence Storage'!BG386,0)","v":0},{"$f":"IF($D386=\"Full\",'Failure Persistence Storage'!BH386,0)","v":0},{"$f":"IF($D386=\"Full\",'Failure Persistence Storage'!BK386,0)","v":0},{"$f":"IF($D386=\"Full\",'Failure Persistence Storage'!BL386,0)","v":0},{"$f":"IF($D386=\"Full\",'Failure Persistence Storage'!BO386,0)","v":0},{"$f":"IF($D386=\"Full\",'Failure Persistence Storage'!BP386,0)","v":0},{"$f":"IF($D386=\"Full\",'Failure Persistence Storage'!BS386,0)","v":0},{"$f":"IF($D386=\"Full\",'Failure Persistence Storage'!BT386,0)","v":0},{"$f":"IF($D386=\"Full\",'Failure Persistence Storage'!BW386,0)","v":0},{"$f":"IF($D386=\"Full\",'Failure Persistence Storage'!BX386,0)","v":0},{"$f":"IF($D386=\"Full\",'Failure Persistence Storage'!CA386,0)","v":0},{"$f":"IF($D386=\"Full\",'Failure Persistence Storage'!CB386,0)","v":0},{"$f":"IF($D386=\"Full\",'Failure Persistence Storage'!CE386,0)","v":0},{"$f":"IF($D386=\"Full\",'Failure Persistence Storage'!CF386,0)","v":0},{"$f":"IF($D386=\"Full\",'Failure Persistence Storage'!CI386,0)","v":0},{"$f":"IF($D386=\"Full\",'Failure Persistence Storage'!CJ386,0)","v":0},{"$f":"IF($D386=\"Full\",'Failure Persistence Storage'!CM386,0)","v":0},{"$f":"IF($D386=\"Full\",'Failure Persistence Storage'!CN386,0)","v":0},{"$f":"IF($D386=\"Full\",'Failure Persistence Storage'!CQ386,0)","v":0},{"$f":"IF($D386=\"Full\",'Failure Persistence Storage'!CR386,0)","v":0},{"$f":"IF($D386=\"Full\",'Failure Persistence Storage'!CU386,0)","v":0},{"$f":"IF($D386=\"Full\",'Failure Persistence Storage'!CV386,0)","v":0},{"$f":"IF($D386=\"Full\",'Failure Persistence Storage'!CY386,0)","v":0},{"$f":"IF($D386=\"Full\",'Failure Persistence Storage'!CZ386,0)","v":0},{"$f":"IF($D386=\"Full\",'Failure Persistence Storage'!DC386,0)","v":0},{"$f":"IF($D386=\"Full\",'Failure Persistence Storage'!DD386,0)","v":0},{"$f":"IF($D386=\"Full\",'Failure Persistence Storage'!DG386,0)","v":0},{"$f":"IF($D386=\"Full\",'Failure Persistence Storage'!DH386,0)","v":0},{"$f":"IF($D386=\"Full\",'Failure Persistence Storage'!DK386,0)","v":0},{"$f":"IF($D386=\"Full\",'Failure Persistence Storage'!DL386,0)","v":0},{"$f":"IF($D386=\"Full\",'Failure Persistence Storage'!DO386,0)","v":0},{"$f":"IF($D386=\"Full\",'Failure Persistence Storage'!DP386,0)","v":0},{"$f":"IF($D386=\"Full\",'Failure Persistence Storage'!DS386,0)","v":0},{"$f":"IF($D386=\"Full\",'Failure Persistence Storage'!DT386,0)","v":0},{"$f":"IF($D386=\"Full\",'Failure Persistence Storage'!DW386,0)","v":0},{"$f":"IF($D386=\"Full\",'Failure Persistence Storage'!DX386,0)","v":0},{"$f":"IF($D386=\"Full\",'Failure Persistence Storage'!EA386,0)","v":0},{"$f":"IF($D386=\"Full\",'Failure Persistence Storage'!EB386,0)","v":0},{"$f":"IF($D386=\"Full\",'Failure Persistence Storage'!EE386,0)","v":0},{"$f":"IF($D386=\"Full\",'Failure Persistence Storage'!EF386,0)","v":0},{"$f":"IF($D386=\"Full\",'Failure Persistence Storage'!EI386,0)","v":0},{"$f":"IF($D386=\"Full\",'Failure Persistence Storage'!EJ386,0)","v":0},{"$f":"IF($D386=\"Full\",'Failure Persistence Storage'!EM386,0)","v":0},{"$f":"IF($D386=\"Full\",'Failure Persistence Storage'!EN386,0)","v":0},{"$f":"IF($D386=\"Full\",'Failure Persistence Storage'!EQ386,0)","v":0},{"$f":"IF($D386=\"Full\",'Failure Persistence Storage'!ER386,0)","v":0},{"$f":"IF($D386=\"Full\",'Failure Persistence Storage'!EU386,0)","v":0},{"$f":"IF($D386=\"Full\",'Failure Persistence Storage'!EV386,0)","v":0},{"$f":"IF($D386=\"Full\",'Failure Persistence Storage'!EY386,0)","v":0},{"$f":"IF($D386=\"Full\",'Failure Persistence Storage'!EZ386,0)","v":0},{"$f":"IF($D386=\"Full\",'Failure Persistence Storage'!FC386,0)","v":0},{"$f":"IF($D386=\"Full\",'Failure Persistence Storage'!FD386,0)","v":0},{"$f":"IF($D386=\"Full\",'Failure Persistence Storage'!FG386,0)","v":0},{"$f":"IF($D386=\"Full\",'Failure Persistence Storage'!FH386,0)","v":0},{"$f":"IF($D386=\"Full\",'Failure Persistence Storage'!FK386,0)","v":0},{"$f":"IF($D386=\"Full\",'Failure Persistence Storage'!FL386,0)","v":0},{"$f":"IF($D386=\"Full\",'Failure Persistence Storage'!FO386,0)","v":0},{"$f":"IF($D386=\"Full\",'Failure Persistence Storage'!FP386,0)","v":0},{"$f":"IF($D386=\"Full\",'Failure Persistence Storage'!FS386,0)","v":0},{"$f":"IF($D386=\"Full\",'Failure Persistence Storage'!FT386,0)","v":0},{"$f":"IF($D386=\"Full\",'Failure Persistence Storage'!FW386,0)","v":0},{"$f":"IF($D386=\"Full\",'Failure Persistence Storage'!FX386,0)","v":0},{"$f":"IF($D386=\"Full\",'Failure Persistence Storage'!GA386,0)","v":0},{"$f":"IF($D386=\"Full\",'Failure Persistence Storage'!GB386,0)","v":0},{"$f":"IF($D386=\"Full\",'Failure Persistence Storage'!GE386,0)","v":0},{"$f":"IF($D386=\"Full\",'Failure Persistence Storage'!GF386,0)","v":0},{"$f":"IF($D386=\"Full\",'Failure Persistence Storage'!GI386,0)","v":0},{"$f":"IF($D386=\"Full\",'Failure Persistence Storage'!GJ386,0)","v":0},{"$f":"IF($D386=\"Full\",'Failure Persistence Storage'!GM386,0)","v":0},{"$f":"IF($D386=\"Full\",'Failure Persistence Storage'!GN386,0)","v":0},{"$f":"IF($D386=\"Full\",'Failure Persistence Storage'!GQ386,0)","v":0},{"$f":"IF($D386=\"Full\",'Failure Persistence Storage'!GR386,0)","v":0},{"$f":"IF($D386=\"Full\",'Failure Persistence Storage'!GU386,0)","v":0},{"$f":"IF($D386=\"Full\",'Failure Persistence Storage'!GV386,0)","v":0},{"$f":"IF($D386=\"Full\",'Failure Persistence Storage'!GY386,0)","v":0},{"$f":"IF($D386=\"Full\",'Failure Persistence Storage'!GZ386,0)","v":0},{"$f":"IF($D386=\"Full\",'Failure Persistence Storage'!HC386,0)","v":0},{"$f":"IF($D386=\"Full\",'Failure Persistence Storage'!HD386,0)","v":0},{"$f":"IF($D386=\"Full\",'Failure Persistence Storage'!HG386,0)","v":0},{"$f":"IF($D386=\"Full\",'Failure Persistence Storage'!HH386,0)","v":0},{"$f":"IF($D386=\"Full\",'Failure Persistence Storage'!HK386,0)","v":0},{"$f":"IF($D386=\"Full\",'Failure Persistence Storage'!HL386,0)","v":0},{"$f":"IF($D386=\"Full\",'Failure Persistence Storage'!HO386,0)","v":0}]
[null,null,null,{"$f":"IF($L390=0,\" \",INDIRECT(ADDRESS($L390,COLUMN(D390))))","v":" "},null,null,null,null,null,null,"Row Number",null,null,null,null,null,null,null,null,null,null,null,null,null,null,null,null," "," "," "," "," "," "," "," "," "," "," "," "," "," "," "," "," "," "," "," "," "," "," "," "," "," "," "," "," "," "," "," "," "," "," "," "," "," "," "," "," "," "," "," "," "," "," "," "," "," "," "," "," "," "," "," "," "," "," "," "," "," "," "," "," "," "," "," "," "," "," "," "," "," "," "," "," "," "," "," "," "," "," "," "," "," "," "," "," "," "," "," "," "," "," "," "," "," "," "," "," "," "," "," "," "," "," "," "," "," "," "," "," "," "," "," "," "," "," "," "," "," "," "," "," "," "," "," "," "," "," "," "," "," "," "," "," "," "," "," "," "," "," "," "," "," "," "," "," "," "," "," "," "," "," "," "," "," "," "," "," "," "," "," "," "," "," "," "," "," "," "," "," "," "," "," "," "," "," "," "," "," "," "," "," "," "," "," "," "," "," "," "," "," "," "," ",null,{"$f":"IF($D390=\"Full\",'Failure Persistence Storage'!AB390,0)","v":0},{"$f":"IF($D390=\"Full\",'Failure Persistence Storage'!AE390,0)","v":0},{"$f":"IF($D390=\"Full\",'Failure Persistence Storage'!AF390,0)","v":0},{"$f":"IF($D390=\"Full\",'Failure Persistence Storage'!AI390,0)","v":0},{"$f":"IF($D390=\"Full\",'Failure Persistence Storage'!AJ390,0)","v":0},{"$f":"IF($D390=\"Full\",'Failure Persistence Storage'!AM390,0)","v":0},{"$f":"IF($D390=\"Full\",'Failure Persistence Storage'!AN390,0)","v":0},{"$f":"IF($D390=\"Full\",'Failure Persistence Storage'!AQ390,0)","v":0},{"$f":"IF($D390=\"Full\",'Failure Persistence Storage'!AR390,0)","v":0},{"$f":"IF($D390=\"Full\",'Failure Persistence Storage'!AU390,0)","v":0},{"$f":"IF($D390=\"Full\",'Failure Persistence Storage'!AV390,0)","v":0},{"$f":"IF($D390=\"Full\",'Failure Persistence Storage'!AY390,0)","v":0},{"$f":"IF($D390=\"Full\",'Failure Persistence Storage'!AZ390,0)","v":0},{"$f":"IF($D390=\"Full\",'Failure Persistence Storage'!BC390,0)","v":0},{"$f":"IF($D390=\"Full\",'Failure Persistence Storage'!BD390,0)","v":0},{"$f":"IF($D390=\"Full\",'Failure Persistence Storage'!BG390,0)","v":0},{"$f":"IF($D390=\"Full\",'Failure Persistence Storage'!BH390,0)","v":0},{"$f":"IF($D390=\"Full\",'Failure Persistence Storage'!BK390,0)","v":0},{"$f":"IF($D390=\"Full\",'Failure Persistence Storage'!BL390,0)","v":0},{"$f":"IF($D390=\"Full\",'Failure Persistence Storage'!BO390,0)","v":0},{"$f":"IF($D390=\"Full\",'Failure Persistence Storage'!BP390,0)","v":0},{"$f":"IF($D390=\"Full\",'Failure Persistence Storage'!BS390,0)","v":0},{"$f":"IF($D390=\"Full\",'Failure Persistence Storage'!BT390,0)","v":0},{"$f":"IF($D390=\"Full\",'Failure Persistence Storage'!BW390,0)","v":0},{"$f":"IF($D390=\"Full\",'Failure Persistence Storage'!BX390,0)","v":0},{"$f":"IF($D390=\"Full\",'Failure Persistence Storage'!CA390,0)","v":0},{"$f":"IF($D390=\"Full\",'Failure Persistence Storage'!CB390,0)","v":0},{"$f":"IF($D390=\"Full\",'Failure Persistence Storage'!CE390,0)","v":0},{"$f":"IF($D390=\"Full\",'Failure Persistence Storage'!CF390,0)","v":0},{"$f":"IF($D390=\"Full\",'Failure Persistence Storage'!CI390,0)","v":0},{"$f":"IF($D390=\"Full\",'Failure Persistence Storage'!CJ390,0)","v":0},{"$f":"IF($D390=\"Full\",'Failure Persistence Storage'!CM390,0)","v":0},{"$f":"IF($D390=\"Full\",'Failure Persistence Storage'!CN390,0)","v":0},{"$f":"IF($D390=\"Full\",'Failure Persistence Storage'!CQ390,0)","v":0},{"$f":"IF($D390=\"Full\",'Failure Persistence Storage'!CR390,0)","v":0},{"$f":"IF($D390=\"Full\",'Failure Persistence Storage'!CU390,0)","v":0},{"$f":"IF($D390=\"Full\",'Failure Persistence Storage'!CV390,0)","v":0},{"$f":"IF($D390=\"Full\",'Failure Persistence Storage'!CY390,0)","v":0},{"$f":"IF($D390=\"Full\",'Failure Persistence Storage'!CZ390,0)","v":0},{"$f":"IF($D390=\"Full\",'Failure Persistence Storage'!DC390,0)","v":0},{"$f":"IF($D390=\"Full\",'Failure Persistence Storage'!DD390,0)","v":0},{"$f":"IF($D390=\"Full\",'Failure Persistence Storage'!DG390,0)","v":0},{"$f":"IF($D390=\"Full\",'Failure Persistence Storage'!DH390,0)","v":0},{"$f":"IF($D390=\"Full\",'Failure Persistence Storage'!DK390,0)","v":0},{"$f":"IF($D390=\"Full\",'Failure Persistence Storage'!DL390,0)","v":0},{"$f":"IF($D390=\"Full\",'Failure Persistence Storage'!DO390,0)","v":0},{"$f":"IF($D390=\"Full\",'Failure Persistence Storage'!DP390,0)","v":0},{"$f":"IF($D390=\"Full\",'Failure Persistence Storage'!DS390,0)","v":0},{"$f":"IF($D390=\"Full\",'Failure Persistence Storage'!DT390,0)","v":0},{"$f":"IF($D390=\"Full\",'Failure Persistence Storage'!DW390,0)","v":0},{"$f":"IF($D390=\"Full\",'Failure Persistence Storage'!DX390,0)","v":0},{"$f":"IF($D390=\"Full\",'Failure Persistence Storage'!EA390,0)","v":0},{"$f":"IF($D390=\"Full\",'Failure Persistence Storage'!EB390,0)","v":0},{"$f":"IF($D390=\"Full\",'Failure Persistence Storage'!EE390,0)","v":0},{"$f":"IF($D390=\"Full\",'Failure Persistence Storage'!EF390,0)","v":0},{"$f":"IF($D390=\"Full\",'Failure Persistence Storage'!EI390,0)","v":0},{"$f":"IF($D390=\"Full\",'Failure Persistence Storage'!EJ390,0)","v":0},{"$f":"IF($D390=\"Full\",'Failure Persistence Storage'!EM390,0)","v":0},{"$f":"IF($D390=\"Full\",'Failure Persistence Storage'!EN390,0)","v":0},{"$f":"IF($D390=\"Full\",'Failure Persistence Storage'!EQ390,0)","v":0},{"$f":"IF($D390=\"Full\",'Failure Persistence Storage'!ER390,0)","v":0},{"$f":"IF($D390=\"Full\",'Failure Persistence Storage'!EU390,0)","v":0},{"$f":"IF($D390=\"Full\",'Failure Persistence Storage'!EV390,0)","v":0},{"$f":"IF($D390=\"Full\",'Failure Persistence Storage'!EY390,0)","v":0},{"$f":"IF($D390=\"Full\",'Failure Persistence Storage'!EZ390,0)","v":0},{"$f":"IF($D390=\"Full\",'Failure Persistence Storage'!FC390,0)","v":0},{"$f":"IF($D390=\"Full\",'Failure Persistence Storage'!FD390,0)","v":0},{"$f":"IF($D390=\"Full\",'Failure Persistence Storage'!FG390,0)","v":0},{"$f":"IF($D390=\"Full\",'Failure Persistence Storage'!FH390,0)","v":0},{"$f":"IF($D390=\"Full\",'Failure Persistence Storage'!FK390,0)","v":0},{"$f":"IF($D390=\"Full\",'Failure Persistence Storage'!FL390,0)","v":0},{"$f":"IF($D390=\"Full\",'Failure Persistence Storage'!FO390,0)","v":0},{"$f":"IF($D390=\"Full\",'Failure Persistence Storage'!FP390,0)","v":0},{"$f":"IF($D390=\"Full\",'Failure Persistence Storage'!FS390,0)","v":0},{"$f":"IF($D390=\"Full\",'Failure Persistence Storage'!FT390,0)","v":0},{"$f":"IF($D390=\"Full\",'Failure Persistence Storage'!FW390,0)","v":0},{"$f":"IF($D390=\"Full\",'Failure Persistence Storage'!FX390,0)","v":0},{"$f":"IF($D390=\"Full\",'Failure Persistence Storage'!GA390,0)","v":0},{"$f":"IF($D390=\"Full\",'Failure Persistence Storage'!GB390,0)","v":0},{"$f":"IF($D390=\"Full\",'Failure Persistence Storage'!GE390,0)","v":0},{"$f":"IF($D390=\"Full\",'Failure Persistence Storage'!GF390,0)","v":0},{"$f":"IF($D390=\"Full\",'Failure Persistence Storage'!GI390,0)","v":0},{"$f":"IF($D390=\"Full\",'Failure Persistence Storage'!GJ390,0)","v":0},{"$f":"IF($D390=\"Full\",'Failure Persistence Storage'!GM390,0)","v":0},{"$f":"IF($D390=\"Full\",'Failure Persistence Storage'!GN390,0)","v":0},{"$f":"IF($D390=\"Full\",'Failure Persistence Storage'!GQ390,0)","v":0},{"$f":"IF($D390=\"Full\",'Failure Persistence Storage'!GR390,0)","v":0},{"$f":"IF($D390=\"Full\",'Failure Persistence Storage'!GU390,0)","v":0},{"$f":"IF($D390=\"Full\",'Failure Persistence Storage'!GV390,0)","v":0},{"$f":"IF($D390=\"Full\",'Failure Persistence Storage'!GY390,0)","v":0},{"$f":"IF($D390=\"Full\",'Failure Persistence Storage'!GZ390,0)","v":0},{"$f":"IF($D390=\"Full\",'Failure Persistence Storage'!HC390,0)","v":0},{"$f":"IF($D390=\"Full\",'Failure Persistence Storage'!HD390,0)","v":0},{"$f":"IF($D390=\"Full\",'Failure Persistence Storage'!HG390,0)","v":0},{"$f":"IF($D390=\"Full\",'Failure Persistence Storage'!HH390,0)","v":0},{"$f":"IF($D390=\"Full\",'Failure Persistence Storage'!HK390,0)","v":0},{"$f":"IF($D390=\"Full\",'Failure Persistence Storage'!HL390,0)","v":0},{"$f":"IF($D390=\"Full\",'Failure Persistence Storage'!HO390,0)","v":0}]
[null,"Combination of elements",null,{"$f":"IF(AND(D389=\"Part\",D390=\"Part\"),\"Full\",IF(OR(D389=\"Full\",D390=\"Full\"),\"Full\",IF(AND(D389=\" \",D390=\" \"),\" \",\" \")))","v":" "},null,null,null,null,null,null,null,null,null,null,null,null,null,null,null,null,null,null,null,null,null,null,null,{"$f":"IF($D391=\" \",\" \",1/AC391)","v":" "},{"$f":"IF($D391=\" \",\" \",AC389*AC390)","v":" "},{"$f":"IF($D391=\" \",\" \",MIN(AD389/AC389,AD390/AC390)*AC391)","v":" "},{"$f":"IF($D391=\" \",\" \",AB391*AD391)","v":" "},{"$f":"IF($D391=\" \",\" \",1/AG391)","v":" "},{"$f":"IF($D391=\" \",\" \",AG389*AG390)","v":" "},{"$f":"IF($D391=\" \",\" \",MIN(AH389/AG389,AH390/AG390)*AG391)","v":" "},{"$f":"IF($D391=\" \",\" \",AF391*AH391)","v":" "},{"$f":"IF($D391=\" \",\" \",1/AK391)","v":" "},{"$f":"IF($D391=\" \",\" \",AK389*AK390)","v":" "},{"$f":"IF($D391=\" \",\" \",MIN(AL389/AK389,AL390/AK390)*AK391)","v":" "},{"$f":"IF($D391=\" \",\" \",AJ391*AL391)","v":" "},{"$f":"IF($D391=\" \",\" \",1/AO391)","v":" "},{"$f":"IF($D391=\" \",\" \",AO389*AO390)","v":" "},{"$f":"IF($D391=\" \",\" \",MIN(AP389/AO389,AP390/AO390)*AO391)","v":" "},{"$f":"IF($D391=\" \",\" \",AN391*AP391)","v":" "},{"$f":"IF($D391=\" \",\" \",1/AS391)","v":" "},{"$f":"IF($D391=\" \",\" \",AS389*AS390)","v":" "},{"$f":"IF($D391=\" \",\" \",MIN(AT389/AS389,AT390/AS390)*AS391)","v":" "},{"$f":"IF($D391=\" \",\" \",AR391*AT391)","v":" "},{"$f":"IF($D391=\" \",\" \",1/AW391)","v":" "},{"$f":"IF($D391=\" \",\" \",AW389*AW390)","v":" "},{"$f":"IF($D391=\" \",\" \",MIN(AX389/AW389,AX390/AW390)*AW391)","v":" "},{"$f":"IF($D391=\" \",\" \",AV391*AX391)","v":" "},{"$f":"IF($D391=\" \",\" \",1/BA391)","v":" "},{"$f":"IF($D391=\" \",\" \",BA389*BA390)","v":" "},{"$f":"IF($D391=\" \",\" \",MIN(BB389/BA389,BB390/BA390)*BA391)","v":" "},{"$f":"IF($D391=\" \",\" \",AZ391*BB391)","v":" "},{"$f":"IF($D391=\" \",\" \",1/BE391)","v":" "},{"$f":"IF($D391=\" \",\" \",BE389*BE390)","v":" "},{"$f":"IF($D391=\" \",\" \",MIN(BF389/BE389,BF390/BE390)*BE391)","v":" "},{"$f":"IF($D391=\" \",\" \",BD391*BF391)","v":" "},{"$f":"IF($D391=\" \",\" \",1/BI391)","v":" "},{"$f":"IF($D391=\" \",\" \",BI389*BI390)","v":" "},{"$f":"IF($D391=\" \",\" \",MIN(BJ389/BI389,BJ390/BI390)*BI391)","v":" "},{"$f":"IF($D391=\" \",\" \",BH391*BJ391)","v":" "},{"$f":"IF($D391=\" \",\" \",1/BM391)","v":" "},{"$f":"IF($D391=\" \",\" \",BM389*BM390)","v":" "},{"$f":"IF($D391=\" \",\" \",MIN(BN389/BM389,BN390/BM390)*BM391)","v":" "},{"$f":"IF($D391=\" \",\" \",BL391*BN391)","v":" "},{"$f":"IF($D391=\" \",\" \",1/BQ391)","v":" "},{"$f":"IF($D391=\" \",\" \",BQ389*BQ390)","v":" "},{"$f":"IF($D391=\" \",\" \",MIN(BR389/BQ389,BR390/BQ390)*BQ391)","v":" "},{"$f":"IF($D391=\" \",\" \",BP391*BR391)","v":" "},{"$f":"IF($D391=\" \",\" \",1/BU391)","v":" "},{"$f":"IF($D391=\" \",\" \",BU389*BU390)","v":" "},{"$f":"IF($D391=\" \",\" \",MIN(BV389/BU389,BV390/BU390)*BU391)","v":" "},{"$f":"IF($D391=\" \",\" \",BT391*BV391)","v":" "},{"$f":"IF($D391=\" \",\" \",1/BY391)","v":" "},{"$f":"IF($D391=\" \",\" \",BY389*BY390)","v":" "},{"$f":"IF($D391=\" \",\" \",MIN(BZ389/BY389,BZ390/BY390)*BY391)","v":" "},{"$f":"IF($D391=\" \",\" \",BX391*BZ391)","v":" "},{"$f":"IF($D391=\" \",\" \",1/CC391)","v":" "},{"$f":"IF($D391=\" \",\" \",CC389*CC390)","v":" "},{"$f":"IF($D391=\" \",\" \",MIN(CD389/CC389,CD390/CC390)*CC391)","v":" "},{"$f":"IF($D391=\" \",\" \",CB391*CD391)","v":" "},{"$f":"IF($D391=\" \",\" \",1/CG391)","v":" "},{"$f":"IF($D391=\" \",\" \",CG389*CG390)","v":" "},{"$f":"IF($D391=\" \",\" \",MIN(CH389/CG389,CH390/CG390)*CG391)","v":" "},{"$f":"IF($D391=\" \",\" \",CF391*CH391)","v":" "},{"$f":"IF($D391=\" \",\" \",1/CK391)","v":" "},{"$f":"IF($D391=\" \",\" \",CK389*CK390)","v":" "},{"$f":"IF($D391=\" \",\" \",MIN(CL389/CK389,CL390/CK390)*CK391)","v":" "},{"$f":"IF($D391=\" \",\" \",CJ391*CL391)","v":" "},{"$f":"IF($D391=\" \",\" \",1/CO391)","v":" "},{"$f":"IF($D391=\" \",\" \",CO389*CO390)","v":" "},{"$f":"IF($D391=\" \",\" \",MIN(CP389/CO389,CP390/CO390)*CO391)","v":" "},{"$f":"IF($D391=\" \",\" \",CN391*CP391)","v":" "},{"$f":"IF($D391=\" \",\" \",1/CS391)","v":" "},{"$f":"IF($D391=\" \",\" \",CS389*CS390)","v":" "},{"$f":"IF($D391=\" \",\" \",MIN(CT389/CS389,CT390/CS390)*CS391)","v":" "},{"$f":"IF($D391=\" \",\" \",CR391*CT391)","v":" "},{"$f":"IF($D391=\" \",\" \",1/CW391)","v":" "},{"$f":"IF($D391=\" \",\" \",CW389*CW390)","v":" "},{"$f":"IF($D391=\" \",\" \",MIN(CX389/CW389,CX390/CW390)*CW391)","v":" "},{"$f":"IF($D391=\" \",\" \",CV391*CX391)","v":" "},{"$f":"IF($D391=\" \",\" \",1/DA391)","v":" "},{"$f":"IF($D391=\" \",\" \",DA389*DA390)","v":" "},{"$f":"IF($D391=\" \",\" \",MIN(DB389/DA389,DB390/DA390)*DA391)","v":" "},{"$f":"IF($D391=\" \",\" \",CZ391*DB391)","v":" "},{"$f":"IF($D391=\" \",\" \",1/DE391)","v":" "},{"$f":"IF($D391=\" \",\" \",DE389*DE390)","v":" "},{"$f":"IF($D391=\" \",\" \",MIN(DF389/DE389,DF390/DE390)*DE391)","v":" "},{"$f":"IF($D391=\" \",\" \",DD391*DF391)","v":" "},{"$f":"IF($D391=\" \",\" \",1/DI391)","v":" "},{"$f":"IF($D391=\" \",\" \",DI389*DI390)","v":" "},{"$f":"IF($D391=\" \",\" \",MIN(DJ389/DI389,DJ390/DI390)*DI391)","v":" "},{"$f":"IF($D391=\" \",\" \",DH391*DJ391)","v":" "},{"$f":"IF($D391=\" \",\" \",1/DM391)","v":" "},{"$f":"IF($D391=\" \",\" \",DM389*DM390)","v":" "},{"$f":"IF($D391=\" \",\" \",MIN(DN389/DM389,DN390/DM390)*DM391)","v":" "},{"$f":"IF($D391=\" \",\" \",DL391*DN391)","v":" "},{"$f":"IF($D391=\" \",\" \",1/DQ391)","v":" "},{"$f":"IF($D391=\" \",\" \",DQ389*DQ390)","v":" "},{"$f":"IF($D391=\" \",\" \",MIN(DR389/DQ389,DR390/DQ390)*DQ391)","v":" "},{"$f":"IF($D391=\" \",\" \",DP391*DR391)","v":" "},{"$f":"IF($D391=\" \",\" \",1/DU391)","v":" "},{"$f":"IF($D391=\" \",\" \",DU389*DU390)","v":" "},{"$f":"IF($D391=\" \",\" \",MIN(DV389/DU389,DV390/DU390)*DU391)","v":" "},{"$f":"IF($D391=\" \",\" \",DT391*DV391)","v":" "},{"$f":"IF($D391=\" \",\" \",1/DY391)","v":" "},{"$f":"IF($D391=\" \",\" \",DY389*DY390)","v":" "},{"$f":"IF($D391=\" \",\" \",MIN(DZ389/DY389,DZ390/DY390)*DY391)","v":" "},{"$f":"IF($D391=\" \",\" \",DX391*DZ391)","v":" "},{"$f":"IF($D391=\" \",\" \",1/EC391)","v":" "},{"$f":"IF($D391=\" \",\" \",EC389*EC390)","v":" "},{"$f":"IF($D391=\" \",\" \",MIN(ED389/EC389,ED390/EC390)*EC391)","v":" "},{"$f":"IF($D391=\" \",\" \",EB391*ED391)","v":" "},{"$f":"IF($D391=\" \",\" \",1/EG391)","v":" "},{"$f":"IF($D391=\" \",\" \",EG389*EG390)","v":" "},{"$f":"IF($D391=\" \",\" \",MIN(EH389/EG389,EH390/EG390)*EG391)","v":" "},{"$f":"IF($D391=\" \",\" \",EF391*EH391)","v":" "},{"$f":"IF($D391=\" \",\" \",1/EK391)","v":" "},{"$f":"IF($D391=\" \",\" \",EK389*EK390)","v":" "},{"$f":"IF($D391=\" \",\" \",MIN(EL389/EK389,EL390/EK390)*EK391)","v":" "},{"$f":"IF($D391=\" \",\" \",EJ391*EL391)","v":" "},{"$f":"IF($D391=\" \",\" \",1/EO391)","v":" "},{"$f":"IF($D391=\" \",\" \",EO389*EO390)","v":" "},{"$f":"IF($D391=\" \",\" \",MIN(EP389/EO389,EP390/EO390)*EO391)","v":" "},{"$f":"IF($D391=\" \",\" \",EN391*EP391)","v":" "},{"$f":"IF($D391=\" \",\" \",1/ES391)","v":" "},{"$f":"IF($D391=\" \",\" \",ES389*ES390)","v":" "},{"$f":"IF($D391=\" \",\" \",MIN(ET389/ES389,ET390/ES390)*ES391)","v":" "},{"$f":"IF($D391=\" \",\" \",ER391*ET391)","v":" "},{"$f":"IF($D391=\" \",\" \",1/EW391)","v":" "},{"$f":"IF($D391=\" \",\" \",EW389*EW390)","v":" "},{"$f":"IF($D391=\" \",\" \",MIN(EX389/EW389,EX390/EW390)*EW391)","v":" "},{"$f":"IF($D391=\" \",\" \",EV391*EX391)","v":" "},{"$f":"IF($D391=\" \",\" \",1/FA391)","v":" "},{"$f":"IF($D391=\" \",\" \",FA389*FA390)","v":" "},{"$f":"IF($D391=\" \",\" \",MIN(FB389/FA389,FB390/FA390)*FA391)","v":" "},{"$f":"IF($D391=\" \",\" \",EZ391*FB391)","v":" "},{"$f":"IF($D391=\" \",\" \",1/FE391)","v":" "},{"$f":"IF($D391=\" \",\" \",FE389*FE390)","v":" "},{"$f":"IF($D391=\" \",\" \",MIN(FF389/FE389,FF390/FE390)*FE391)","v":" "},{"$f":"IF($D391=\" \",\" \",FD391*FF391)","v":" "},{"$f":"IF($D391=\" \",\" \",1/FI391)","v":" "},{"$f":"IF($D391=\" \",\" \",FI389*FI390)","v":" "},{"$f":"IF($D391=\" \",\" \",MIN(FJ389/FI389,FJ390/FI390)*FI391)","v":" "},{"$f":"IF($D391=\" \",\" \",FH391*FJ391)","v":" "},{"$f":"IF($D391=\" \",\" \",1/FM391)","v":" "},{"$f":"IF($D391=\" \",\" \",FM389*FM390)","v":" "},{"$f":"IF($D391=\" \",\" \",MIN(FN389/FM389,FN390/FM390)*FM391)","v":" "},{"$f":"IF($D391=\" \",\" \",FL391*FN391)","v":" "},{"$f":"IF($D391=\" \",\" \",1/FQ391)","v":" "},{"$f":"IF($D391=\" \",\" \",FQ389*FQ390)","v":" "},{"$f":"IF($D391=\" \",\" \",MIN(FR389/FQ389,FR390/FQ390)*FQ391)","v":" "},{"$f":"IF($D391=\" \",\" \",FP391*FR391)","v":" "},{"$f":"IF($D391=\" \",\" \",1/FU391)","v":" "},{"$f":"IF($D391=\" \",\" \",FU389*FU390)","v":" "},{"$f":"IF($D391=\" \",\" \",MIN(FV389/FU389,FV390/FU390)*FU391)","v":" "},{"$f":"IF($D391=\" \",\" \",FT391*FV391)","v":" "},{"$f":"IF($D391=\" \",\" \",1/FY391)","v":" "},{"$f":"IF($D391=\" \",\" \",FY389*FY390)","v":" "},{"$f":"IF($D391=\" \",\" \",MIN(FZ389/FY389,FZ390/FY390)*FY391)","v":" "},{"$f":"IF($D391=\" \",\" \",FX391*FZ391)","v":" "},{"$f":"IF($D391=\" \",\" \",1/GC391)","v":" "},{"$f":"IF($D391=\" \",\" \",GC389*GC390)","v":" "},{"$f":"IF($D391=\" \",\" \",MIN(GD389/GC389,GD390/GC390)*GC391)","v":" "},{"$f":"IF($D391=\" \",\" \",GB391*GD391)","v":" "},{"$f":"IF($D391=\" \",\" \",1/GG391)","v":" "},{"$f":"IF($D391=\" \",\" \",GG389*GG390)","v":" "},{"$f":"IF($D391=\" \",\" \",MIN(GH389/GG389,GH390/GG390)*GG391)","v":" "},{"$f":"IF($D391=\" \",\" \",GF391*GH391)","v":" "},{"$f":"IF($D391=\" \",\" \",1/GK391)","v":" "},{"$f":"IF($D391=\" \",\" \",GK389*GK390)","v":" "},{"$f":"IF($D391=\" \",\" \",MIN(GL389/GK389,GL390/GK390)*GK391)","v":" "},{"$f":"IF($D391=\" \",\" \",GJ391*GL391)","v":" "},{"$f":"IF($D391=\" \",\" \",1/GO391)","v":" "},{"$f":"IF($D391=\" \",\" \",GO389*GO390)","v":" "},{"$f":"IF($D391=\" \",\" \",MIN(GP389/GO389,GP390/GO390)*GO391)","v":" "},{"$f":"IF($D391=\" \",\" \",GN391*GP391)","v":" "},{"$f":"IF($D391=\" \",\" \",1/GS391)","v":" "},{"$f":"IF($D391=\" \",\" \",GS389*GS390)","v":" "},{"$f":"IF($D391=\" \",\" \",MIN(GT389/GS389,GT390/GS390)*GS391)","v":" "},{"$f":"IF($D391=\" \",\" \",GR391*GT391)","v":" "},{"$f":"IF($D391=\" \",\" \",1/GW391)","v":" "},{"$f":"IF($D391=\" \",\" \",GW389*GW390)","v":" "},{"$f":"IF($D391=\" \",\" \",MIN(GX389/GW389,GX390/GW390)*GW391)","v":" "},{"$f":"IF($D391=\" \",\" \",GV391*GX391)","v":" "},{"$f":"IF($D391=\" \",\" \",1/HA391)","v":" "},{"$f":"IF($D391=\" \",\" \",HA389*HA390)","v":" "},{"$f":"IF($D391=\" \",\" \",MIN(HB389/HA389,HB390/HA390)*HA391)","v":" "},{"$f":"IF($D391=\" \",\" \",GZ391*HB391)","v":" "},{"$f":"IF($D391=\" \",\" \",1/HE391)","v":" "},{"$f":"IF($D391=\" \",\" \",HE389*HE390)","v":" "},{"$f":"IF($D391=\" \",\" \",MIN(HF389/HE389,HF390/HE390)*HE391)","v":" "},{"$f":"IF($D391=\" \",\" \",HD391*HF391)","v":" "},{"$f":"IF($D391=\" \",\" \",1/HI391)","v":" "},{"$f":"IF($D391=\" \",\" \",HI389*HI390)","v":" "},{"$f":"IF($D391=\" \",\" \",MIN(HJ389/HI389,HJ390/HI390)*HI391)","v":" "},{"$f":"IF($D391=\" \",\" \",HH391*HJ391)","v":" "},{"$f":"IF($D391=\" \",\" \",1/HM391)","v":" "},{"$f":"IF($D391=\" \",\" \",HM389*HM390)","v":" "},{"$f":"IF($D391=\" \",\" \",MIN(HN389/HM389,HN390/HM390)*HM391)","v":" "},{"$f":"IF($D391=\" \",\" \",HL391*HN391)","v":" "},null,{"$f":"IF($D391=\"Full\",'Failure Persistence Storage'!AB391,0)","v":0},{"$f":"IF($D391=\"Full\",'Failure Persistence Storage'!AE391,0)","v":0},{"$f":"IF($D391=\"Full\",'Failure Persistence Storage'!AF391,0)","v":0},{"$f":"IF($D391=\"Full\",'Failure Persistence Storage'!AI391,0)","v":0},{"$f":"IF($D391=\"Full\",'Failure Persistence Storage'!AJ391,0)","v":0},{"$f":"IF($D391=\"Full\",'Failure Persistence Storage'!AM391,0)","v":0},{"$f":"IF($D391=\"Full\",'Failure Persistence Storage'!AN391,0)","v":0},{"$f":"IF($D391=\"Full\",'Failure Persistence Storage'!AQ391,0)","v":0},{"$f":"IF($D391=\"Full\",'Failure Persistence Storage'!AR391,0)","v":0},{"$f":"IF($D391=\"Full\",'Failure Persistence Storage'!AU391,0)","v":0},{"$f":"IF($D391=\"Full\",'Failure Persistence Storage'!AV391,0)","v":0},{"$f":"IF($D391=\"Full\",'Failure Persistence Storage'!AY391,0)","v":0},{"$f":"IF($D391=\"Full\",'Failure Persistence Storage'!AZ391,0)","v":0},{"$f":"IF($D391=\"Full\",'Failure Persistence Storage'!BC391,0)","v":0},{"$f":"IF($D391=\"Full\",'Failure Persistence Storage'!BD391,0)","v":0},{"$f":"IF($D391=\"Full\",'Failure Persistence Storage'!BG391,0)","v":0},{"$f":"IF($D391=\"Full\",'Failure Persistence Storage'!BH391,0)","v":0},{"$f":"IF($D391=\"Full\",'Failure Persistence Storage'!BK391,0)","v":0},{"$f":"IF($D391=\"Full\",'Failure Persistence Storage'!BL391,0)","v":0},{"$f":"IF($D391=\"Full\",'Failure Persistence Storage'!BO391,0)","v":0},{"$f":"IF($D391=\"Full\",'Failure Persistence Storage'!BP391,0)","v":0},{"$f":"IF($D391=\"Full\",'Failure Persistence Storage'!BS391,0)","v":0},{"$f":"IF($D391=\"Full\",'Failure Persistence Storage'!BT391,0)","v":0},{"$f":"IF($D391=\"Full\",'Failure Persistence Storage'!BW391,0)","v":0},{"$f":"IF($D391=\"Full\",'Failure Persistence Storage'!BX391,0)","v":0},{"$f":"IF($D391=\"Full\",'Failure Persistence Storage'!CA391,0)","v":0},{"$f":"IF($D391=\"Full\",'Failure Persistence Storage'!CB391,0)","v":0},{"$f":"IF($D391=\"Full\",'Failure Persistence Storage'!CE391,0)","v":0},{"$f":"IF($D391=\"Full\",'Failure Persistence Storage'!CF391,0)","v":0},{"$f":"IF($D391=\"Full\",'Failure Persistence Storage'!CI391,0)","v":0},{"$f":"IF($D391=\"Full\",'Failure Persistence Storage'!CJ391,0)","v":0},{"$f":"IF($D391=\"Full\",'Failure Persistence Storage'!CM391,0)","v":0},{"$f":"IF($D391=\"Full\",'Failure Persistence Storage'!CN391,0)","v":0},{"$f":"IF($D391=\"Full\",'Failure Persistence Storage'!CQ391,0)","v":0},{"$f":"IF($D391=\"Full\",'Failure Persistence Storage'!CR391,0)","v":0},{"$f":"IF($D391=\"Full\",'Failure Persistence Storage'!CU391,0)","v":0},{"$f":"IF($D391=\"Full\",'Failure Persistence Storage'!CV391,0)","v":0},{"$f":"IF($D391=\"Full\",'Failure Persistence Storage'!CY391,0)","v":0},{"$f":"IF($D391=\"Full\",'Failure Persistence Storage'!CZ391,0)","v":0},{"$f":"IF($D391=\"Full\",'Failure Persistence Storage'!DC391,0)","v":0},{"$f":"IF($D391=\"Full\",'Failure Persistence Storage'!DD391,0)","v":0},{"$f":"IF($D391=\"Full\",'Failure Persistence Storage'!DG391,0)","v":0},{"$f":"IF($D391=\"Full\",'Failure Persistence Storage'!DH391,0)","v":0},{"$f":"IF($D391=\"Full\",'Failure Persistence Storage'!DK391,0)","v":0},{"$f":"IF($D391=\"Full\",'Failure Persistence Storage'!DL391,0)","v":0},{"$f":"IF($D391=\"Full\",'Failure Persistence Storage'!DO391,0)","v":0},{"$f":"IF($D391=\"Full\",'Failure Persistence Storage'!DP391,0)","v":0},{"$f":"IF($D391=\"Full\",'Failure Persistence Storage'!DS391,0)","v":0},{"$f":"IF($D391=\"Full\",'Failure Persistence Storage'!DT391,0)","v":0},{"$f":"IF($D391=\"Full\",'Failure Persistence Storage'!DW391,0)","v":0},{"$f":"IF($D391=\"Full\",'Failure Persistence Storage'!DX391,0)","v":0},{"$f":"IF($D391=\"Full\",'Failure Persistence Storage'!EA391,0)","v":0},{"$f":"IF($D391=\"Full\",'Failure Persistence Storage'!EB391,0)","v":0},{"$f":"IF($D391=\"Full\",'Failure Persistence Storage'!EE391,0)","v":0},{"$f":"IF($D391=\"Full\",'Failure Persistence Storage'!EF391,0)","v":0},{"$f":"IF($D391=\"Full\",'Failure Persistence Storage'!EI391,0)","v":0},{"$f":"IF($D391=\"Full\",'Failure Persistence Storage'!EJ391,0)","v":0},{"$f":"IF($D391=\"Full\",'Failure Persistence Storage'!EM391,0)","v":0},{"$f":"IF($D391=\"Full\",'Failure Persistence Storage'!EN391,0)","v":0},{"$f":"IF($D391=\"Full\",'Failure Persistence Storage'!EQ391,0)","v":0},{"$f":"IF($D391=\"Full\",'Failure Persistence Storage'!ER391,0)","v":0},{"$f":"IF($D391=\"Full\",'Failure Persistence Storage'!EU391,0)","v":0},{"$f":"IF($D391=\"Full\",'Failure Persistence Storage'!EV391,0)","v":0},{"$f":"IF($D391=\"Full\",'Failure Persistence Storage'!EY391,0)","v":0},{"$f":"IF($D391=\"Full\",'Failure Persistence Storage'!EZ391,0)","v":0},{"$f":"IF($D391=\"Full\",'Failure Persistence Storage'!FC391,0)","v":0},{"$f":"IF($D391=\"Full\",'Failure Persistence Storage'!FD391,0)","v":0},{"$f":"IF($D391=\"Full\",'Failure Persistence Storage'!FG391,0)","v":0},{"$f":"IF($D391=\"Full\",'Failure Persistence Storage'!FH391,0)","v":0},{"$f":"IF($D391=\"Full\",'Failure Persistence Storage'!FK391,0)","v":0},{"$f":"IF($D391=\"Full\",'Failure Persistence Storage'!FL391,0)","v":0},{"$f":"IF($D391=\"Full\",'Failure Persistence Storage'!FO391,0)","v":0},{"$f":"IF($D391=\"Full\",'Failure Persistence Storage'!FP391,0)","v":0},{"$f":"IF($D391=\"Full\",'Failure Persistence Storage'!FS391,0)","v":0},{"$f":"IF($D391=\"Full\",'Failure Persistence Storage'!FT391,0)","v":0},{"$f":"IF($D391=\"Full\",'Failure Persistence Storage'!FW391,0)","v":0},{"$f":"IF($D391=\"Full\",'Failure Persistence Storage'!FX391,0)","v":0},{"$f":"IF($D391=\"Full\",'Failure Persistence Storage'!GA391,0)","v":0},{"$f":"IF($D391=\"Full\",'Failure Persistence Storage'!GB391,0)","v":0},{"$f":"IF($D391=\"Full\",'Failure Persistence Storage'!GE391,0)","v":0},{"$f":"IF($D391=\"Full\",'Failure Persistence Storage'!GF391,0)","v":0},{"$f":"IF($D391=\"Full\",'Failure Persistence Storage'!GI391,0)","v":0},{"$f":"IF($D391=\"Full\",'Failure Persistence Storage'!GJ391,0)","v":0},{"$f":"IF($D391=\"Full\",'Failure Persistence Storage'!GM391,0)","v":0},{"$f":"IF($D391=\"Full\",'Failure Persistence Storage'!GN391,0)","v":0},{"$f":"IF($D391=\"Full\",'Failure Persistence Storage'!GQ391,0)","v":0},{"$f":"IF($D391=\"Full\",'Failure Persistence Storage'!GR391,0)","v":0},{"$f":"IF($D391=\"Full\",'Failure Persistence Storage'!GU391,0)","v":0},{"$f":"IF($D391=\"Full\",'Failure Persistence Storage'!GV391,0)","v":0},{"$f":"IF($D391=\"Full\",'Failure Persistence Storage'!GY391,0)","v":0},{"$f":"IF($D391=\"Full\",'Failure Persistence Storage'!GZ391,0)","v":0},{"$f":"IF($D391=\"Full\",'Failure Persistence Storage'!HC391,0)","v":0},{"$f":"IF($D391=\"Full\",'Failure Persistence Storage'!HD391,0)","v":0},{"$f":"IF($D391=\"Full\",'Failure Persistence Storage'!HG391,0)","v":0},{"$f":"IF($D391=\"Full\",'Failure Persistence Storage'!HH391,0)","v":0},{"$f":"IF($D391=\"Full\",'Failure Persistence Storage'!HK391,0)","v":0},{"$f":"IF($D391=\"Full\",'Failure Persistence Storage'!HL391,0)","v":0},{"$f":"IF($D391=\"Full\",'Failure Persistence Storage'!HO391,0)","v":0}]
[null,"Combination of elements",null,{"$f":"IF(AND(D393=\"Part\",D394=\"Part\"),\"Full\",IF(OR(D393=\"Full\",D394=\"Full\"),\"Full\",IF(AND(D393=\" \",D394=\" \"),\" \",\" \")))","v":" "},null,null,null,null,null,null,null,null,null,null,null,null,null,null,null,null,null,null,null,null,null,null,null,{"$f":"IF($D395=\" \",\" \",1/AC395)","v":" "},{"$f":"IF($D395=\" \",\" \",AC393*AC394)","v":" "},{"$f":"IF($D395=\" \",\" \",MIN(AD393/AC393,AD394/AC394)*AC395)","v":" "},{"$f":"IF($D395=\" \",\" \",AB395*AD395)","v":" "},{"$f":"IF($D395=\" \",\" \",1/AG395)","v":" "},{"$f":"IF($D395=\" \",\" \",AG393*AG394)","v":" "},{"$f":"IF($D395=\" \",\" \",MIN(AH393/AG393,AH394/AG394)*AG395)","v":" "},{"$f":"IF($D395=\" \",\" \",AF395*AH395)","v":" "},{"$f":"IF($D395=\" \",\" \",1/AK395)","v":" "},{"$f":"IF($D395=\" \",\" \",AK393*AK394)","v":" "},{"$f":"IF($D395=\" \",\" \",MIN(AL393/AK393,AL394/AK394)*AK395)","v":" "},{"$f":"IF($D395=\" \",\" \",AJ395*AL395)","v":" "},{"$f":"IF($D395=\" \",\" \",1/AO395)","v":" "},{"$f":"IF($D395=\" \",\" \",AO393*AO394)","v":" "},{"$f":"IF($D395=\" \",\" \",MIN(AP393/AO393,AP394/AO394)*AO395)","v":" "},{"$f":"IF($D395=\" \",\" \",AN395*AP395)","v":" "},{"$f":"IF($D395=\" \",\" \",1/AS395)","v":" "},{"$f":"IF($D395=\" \",\" \",AS393*AS394)","v":" "},{"$f":"IF($D395=\" \",\" \",MIN(AT393/AS393,AT394/AS394)*AS395)","v":" "},{"$f":"IF($D395=\" \",\" \",AR395*AT395)","v":" "},{"$f":"IF($D395=\" \",\" \",1/AW395)","v":" "},{"$f":"IF($D395=\" \",\" \",AW393*AW394)","v":" "},{"$f":"IF($D395=\" \",\" \",MIN(AX393/AW393,AX394/AW394)*AW395)","v":" "},{"$f":"IF($D395=\" \",\" \",AV395*AX395)","v":" "},{"$f":"IF($D395=\" \",\" \",1/BA395)","v":" "},{"$f":"IF($D395=\" \",\" \",BA393*BA394)","v":" "},{"$f":"IF($D395=\" \",\" \",MIN(BB393/BA393,BB394/BA394)*BA395)","v":" "},{"$f":"IF($D395=\" \",\" \",AZ395*BB395)","v":" "},{"$f":"IF($D395=\" \",\" \",1/BE395)","v":" "},{"$f":"IF($D395=\" \",\" \",BE393*BE394)","v":" "},{"$f":"IF($D395=\" \",\" \",MIN(BF393/BE393,BF394/BE394)*BE395)","v":" "},{"$f":"IF($D395=\" \",\" \",BD395*BF395)","v":" "},{"$f":"IF($D395=\" \",\" \",1/BI395)","v":" "},{"$f":"IF($D395=\" \",\" \",BI393*BI394)","v":" "},{"$f":"IF($D395=\" \",\" \",MIN(BJ393/BI393,BJ394/BI394)*BI395)","v":" "},{"$f":"IF($D395=\" \",\" \",BH395*BJ395)","v":" "},{"$f":"IF($D395=\" \",\" \",1/BM395)","v":" "},{"$f":"IF($D395=\" \",\" \",BM393*BM394)","v":" "},{"$f":"IF($D395=\" \",\" \",MIN(BN393/BM393,BN394/BM394)*BM395)","v":" "},{"$f":"IF($D395=\" \",\" \",BL395*BN395)","v":" "},{"$f":"IF($D395=\" \",\" \",1/BQ395)","v":" "},{"$f":"IF($D395=\" \",\" \",BQ393*BQ394)","v":" "},{"$f":"IF($D395=\" \",\" \",MIN(BR393/BQ393,BR394/BQ394)*BQ395)","v":" "},{"$f":"IF($D395=\" \",\" \",BP395*BR395)","v":" "},{"$f":"IF($D395=\" \",\" \",1/BU395)","v":" "},{"$f":"IF($D395=\" \",\" \",BU393*BU394)","v":" "},{"$f":"IF($D395=\" \",\" \",MIN(BV393/BU393,BV394/BU394)*BU395)","v":" "},{"$f":"IF($D395=\" \",\" \",BT395*BV395)","v":" "},{"$f":"IF($D395=\" \",\" \",1/BY395)","v":" "},{"$f":"IF($D395=\" \",\" \",BY393*BY394)","v":" "},{"$f":"IF($D395=\" \",\" \",MIN(BZ393/BY393,BZ394/BY394)*BY395)","v":" "},{"$f":"IF($D395=\" \",\" \",BX395*BZ395)","v":" "},{"$f":"IF($D395=\" \",\" \",1/CC395)","v":" "},{"$f":"IF($D395=\" \",\" \",CC393*CC394)","v":" "},{"$f":"IF($D395=\" \",\" \",MIN(CD393/CC393,CD394/CC394)*CC395)","v":" "},{"$f":"IF($D395=\" \",\" \",CB395*CD395)","v":" "},{"$f":"IF($D395=\" \",\" \",1/CG395)","v":" "},{"$f":"IF($D395=\" \",\" \",CG393*CG394)","v":" "},{"$f":"IF($D395=\" \",\" \",MIN(CH393/CG393,CH394/CG394)*CG395)","v":" "},{"$f":"IF($D395=\" \",\" \",CF395*CH395)","v":" "},{"$f":"IF($D395=\" \",\" \",1/CK395)","v":" "},{"$f":"IF($D395=\" \",\" \",CK393*CK394)","v":" "},{"$f":"IF($D395=\" \",\" \",MIN(CL393/CK393,CL394/CK394)*CK395)","v":" "},{"$f":"IF($D395=\" \",\" \",CJ395*CL395)","v":" "},{"$f":"IF($D395=\" \",\" \",1/CO395)","v":" "},{"$f":"IF($D395=\" \",\" \",CO393*CO394)","v":" "},{"$f":"IF($D395=\" \",\" \",MIN(CP393/CO393,CP394/CO394)*CO395)","v":" "},{"$f":"IF($D395=\" \",\" \",CN395*CP395)","v":" "},{"$f":"IF($D395=\" \",\" \",1/CS395)","v":" "},{"$f":"IF($D395=\" \",\" \",CS393*CS394)","v":" "},{"$f":"IF($D395=\" \",\" \",MIN(CT393/CS393,CT394/CS394)*CS395)","v":" "},{"$f":"IF($D395=\" \",\" \",CR395*CT395)","v":" "},{"$f":"IF($D395=\" \",\" \",1/CW395)","v":" "},{"$f":"IF($D395=\" \",\" \",CW393*CW394)","v":" "},{"$f":"IF($D395=\" \",\" \",MIN(CX393/CW393,CX394/CW394)*CW395)","v":" "},{"$f":"IF($D395=\" \",\" \",CV395*CX395)","v":" "},{"$f":"IF($D395=\" \",\" \",1/DA395)","v":" "},{"$f":"IF($D395=\" \",\" \",DA393*DA394)","v":" "},{"$f":"IF($D395=\" \",\" \",MIN(DB393/DA393,DB394/DA394)*DA395)","v":" "},{"$f":"IF($D395=\" \",\" \",CZ395*DB395)","v":" "},{"$f":"IF($D395=\" \",\" \",1/DE395)","v":" "},{"$f":"IF($D395=\" \",\" \",DE393*DE394)","v":" "},{"$f":"IF($D395=\" \",\" \",MIN(DF393/DE393,DF394/DE394)*DE395)","v":" "},{"$f":"IF($D395=\" \",\" \",DD395*DF395)","v":" "},{"$f":"IF($D395=\" \",\" \",1/DI395)","v":" "},{"$f":"IF($D395=\" \",\" \",DI393*DI394)","v":" "},{"$f":"IF($D395=\" \",\" \",MIN(DJ393/DI393,DJ394/DI394)*DI395)","v":" "},{"$f":"IF($D395=\" \",\" \",DH395*DJ395)","v":" "},{"$f":"IF($D395=\" \",\" \",1/DM395)","v":" "},{"$f":"IF($D395=\" \",\" \",DM393*DM394)","v":" "},{"$f":"IF($D395=\" \",\" \",MIN(DN393/DM393,DN394/DM394)*DM395)","v":" "},{"$f":"IF($D395=\" \",\" \",DL395*DN395)","v":" "},{"$f":"IF($D395=\" \",\" \",1/DQ395)","v":" "},{"$f":"IF($D395=\" \",\" \",DQ393*DQ394)","v":" "},{"$f":"IF($D395=\" \",\" \",MIN(DR393/DQ393,DR394/DQ394)*DQ395)","v":" "},{"$f":"IF($D395=\" \",\" \",DP395*DR395)","v":" "},{"$f":"IF($D395=\" \",\" \",1/DU395)","v":" "},{"$f":"IF($D395=\" \",\" \",DU393*DU394)","v":" "},{"$f":"IF($D395=\" \",\" \",MIN(DV393/DU393,DV394/DU394)*DU395)","v":" "},{"$f":"IF($D395=\" \",\" \",DT395*DV395)","v":" "},{"$f":"IF($D395=\" \",\" \",1/DY395)","v":" "},{"$f":"IF($D395=\" \",\" \",DY393*DY394)","v":" "},{"$f":"IF($D395=\" \",\" \",MIN(DZ393/DY393,DZ394/DY394)*DY395)","v":" "},{"$f":"IF($D395=\" \",\" \",DX395*DZ395)","v":" "},{"$f":"IF($D395=\" \",\" \",1/EC395)","v":" "},{"$f":"IF($D395=\" \",\" \",EC393*EC394)","v":" "},{"$f":"IF($D395=\" \",\" \",MIN(ED393/EC393,ED394/EC394)*EC395)","v":" "},{"$f":"IF($D395=\" \",\" \",EB395*ED395)","v":" "},{"$f":"IF($D395=\" \",\" \",1/EG395)","v":" "},{"$f":"IF($D395=\" \",\" \",EG393*EG394)","v":" "},{"$f":"IF($D395=\" \",\" \",MIN(EH393/EG393,EH394/EG394)*EG395)","v":" "},{"$f":"IF($D395=\" \",\" \",EF395*EH395)","v":" "},{"$f":"IF($D395=\" \",\" \",1/EK395)","v":" "},{"$f":"IF($D395=\" \",\" \",EK393*EK394)","v":" "},{"$f":"IF($D395=\" \",\" \",MIN(EL393/EK393,EL394/EK394)*EK395)","v":" "},{"$f":"IF($D395=\" \",\" \",EJ395*EL395)","v":" "},{"$f":"IF($D395=\" \",\" \",1/EO395)","v":" "},{"$f":"IF($D395=\" \",\" \",EO393*EO394)","v":" "},{"$f":"IF($D395=\" \",\" \",MIN(EP393/EO393,EP394/EO394)*EO395)","v":" "},{"$f":"IF($D395=\" \",\" \",EN395*EP395)","v":" "},{"$f":"IF($D395=\" \",\" \",1/ES395)","v":" "},{"$f":"IF($D395=\" \",\" \",ES393*ES394)","v":" "},{"$f":"IF($D395=\" \",\" \",MIN(ET393/ES393,ET394/ES394)*ES395)","v":" "},{"$f":"IF($D395=\" \",\" \",ER395*ET395)","v":" "},{"$f":"IF($D395=\" \",\" \",1/EW395)","v":" "},{"$f":"IF($D395=\" \",\" \",EW393*EW394)","v":" "},{"$f":"IF($D395=\" \",\" \",MIN(EX393/EW393,EX394/EW394)*EW395)","v":" "},{"$f":"IF($D395=\" \",\" \",EV395*EX395)","v":" "},{"$f":"IF($D395=\" \",\" \",1/FA395)","v":" "},{"$f":"IF($D395=\" \",\" \",FA393*FA394)","v":" "},{"$f":"IF($D395=\" \",\" \",MIN(FB393/FA393,FB394/FA394)*FA395)","v":" "},{"$f":"IF($D395=\" \",\" \",EZ395*FB395)","v":" "},{"$f":"IF($D395=\" \",\" \",1/FE395)","v":" "},{"$f":"IF($D395=\" \",\" \",FE393*FE394)","v":" "},{"$f":"IF($D395=\" \",\" \",MIN(FF393/FE393,FF394/FE394)*FE395)","v":" "},{"$f":"IF($D395=\" \",\" \",FD395*FF395)","v":" "},{"$f":"IF($D395=\" \",\" \",1/FI395)","v":" "},{"$f":"IF($D395=\" \",\" \",FI393*FI394)","v":" "},{"$f":"IF($D395=\" \",\" \",MIN(FJ393/FI393,FJ394/FI394)*FI395)","v":" "},{"$f":"IF($D395=\" \",\" \",FH395*FJ395)","v":" "},{"$f":"IF($D395=\" \",\" \",1/FM395)","v":" "},{"$f":"IF($D395=\" \",\" \",FM393*FM394)","v":" "},{"$f":"IF($D395=\" \",\" \",MIN(FN393/FM393,FN394/FM394)*FM395)","v":" "},{"$f":"IF($D395=\" \",\" \",FL395*FN395)","v":" "},{"$f":"IF($D395=\" \",\" \",1/FQ395)","v":" "},{"$f":"IF($D395=\" \",\" \",FQ393*FQ394)","v":" "},{"$f":"IF($D395=\" \",\" \",MIN(FR393/FQ393,FR394/FQ394)*FQ395)","v":" "},{"$f":"IF($D395=\" \",\" \",FP395*FR395)","v":" "},{"$f":"IF($D395=\" \",\" \",1/FU395)","v":" "},{"$f":"IF($D395=\" \",\" \",FU393*FU394)","v":" "},{"$f":"IF($D395=\" \",\" \",MIN(FV393/FU393,FV394/FU394)*FU395)","v":" "},{"$f":"IF($D395=\" \",\" \",FT395*FV395)","v":" "},{"$f":"IF($D395=\" \",\" \",1/FY395)","v":" "},{"$f":"IF($D395=\" \",\" \",FY393*FY394)","v":" "},{"$f":"IF($D395=\" \",\" \",MIN(FZ393/FY393,FZ394/FY394)*FY395)","v":" "},{"$f":"IF($D395=\" \",\" \",FX395*FZ395)","v":" "},{"$f":"IF($D395=\" \",\" \",1/GC395)","v":" "},{"$f":"IF($D395=\" \",\" \",GC393*GC394)","v":" "},{"$f":"IF($D395=\" \",\" \",MIN(GD393/GC393,GD394/GC394)*GC395)","v":" "},{"$f":"IF($D395=\" \",\" \",GB395*GD395)","v":" "},{"$f":"IF($D395=\" \",\" \",1/GG395)","v":" "},{"$f":"IF($D395=\" \",\" \",GG393*GG394)","v":" "},{"$f":"IF($D395=\" \",\" \",MIN(GH393/GG393,GH394/GG394)*GG395)","v":" "},{"$f":"IF($D395=\" \",\" \",GF395*GH395)","v":" "},{"$f":"IF($D395=\" \",\" \",1/GK395)","v":" "},{"$f":"IF($D395=\" \",\" \",GK393*GK394)","v":" "},{"$f":"IF($D395=\" \",\" \",MIN(GL393/GK393,GL394/GK394)*GK395)","v":" "},{"$f":"IF($D395=\" \",\" \",GJ395*GL395)","v":" "},{"$f":"IF($D395=\" \",\" \",1/GO395)","v":" "},{"$f":"IF($D395=\" \",\" \",GO393*GO394)","v":" "},{"$f":"IF($D395=\" \",\" \",MIN(GP393/GO393,GP394/GO394)*GO395)","v":" "},{"$f":"IF($D395=\" \",\" \",GN395*GP395)","v":" "},{"$f":"IF($D395=\" \",\" \",1/GS395)","v":" "},{"$f":"IF($D395=\" \",\" \",GS393*GS394)","v":" "},{"$f":"IF($D395=\" \",\" \",MIN(GT393/GS393,GT394/GS394)*GS395)","v":" "},{"$f":"IF($D395=\" \",\" \",GR395*GT395)","v":" "},{"$f":"IF($D395=\" \",\" \",1/GW395)","v":" "},{"$f":"IF($D395=\" \",\" \",GW393*GW394)","v":" "},{"$f":"IF($D395=\" \",\" \",MIN(GX393/GW393,GX394/GW394)*GW395)","v":" "},{"$f":"IF($D395=\" \",\" \",GV395*GX395)","v":" "},{"$f":"IF($D395=\" \",\" \",1/HA395)","v":" "},{"$f":"IF($D395=\" \",\" \",HA393*HA394)","v":" "},{"$f":"IF($D395=\" \",\" \",MIN(HB393/HA393,HB394/HA394)*HA395)","v":" "},{"$f":"IF($D395=\" \",\" \",GZ395*HB395)","v":" "},{"$f":"IF($D395=\" \",\" \",1/HE395)","v":" "},{"$f":"IF($D395=\" \",\" \",HE393*HE394)","v":" "},{"$f":"IF($D395=\" \",\" \",MIN(HF393/HE393,HF394/HE394)*HE395)","v":" "},{"$f":"IF($D395=\" \",\" \",HD395*HF395)","v":" "},{"$f":"IF($D395=\" \",\" \",1/HI395)","v":" "},{"$f":"IF($D395=\" \",\" \",HI393*HI394)","v":" "},{"$f":"IF($D395=\" \",\" \",MIN(HJ393/HI393,HJ394/HI394)*HI395)","v":" "},{"$f":"IF($D395=\" \",\" \",HH395*HJ395)","v":" "},{"$f":"IF($D395=\" \",\" \",1/HM395)","v":" "},{"$f":"IF($D395=\" \",\" \",HM393*HM394)","v":" "},{"$f":"IF($D395=\" \",\" \",MIN(HN393/HM393,HN394/HM394)*HM395)","v":" "},{"$f":"IF($D395=\" \",\" \",HL395*HN395)","v":" "},null,{"$f":"IF($D395=\"Full\",'Failure Persistence Storage'!AB395,0)","v":0},{"$f":"IF($D395=\"Full\",'Failure Persistence Storage'!AE395,0)","v":0},{"$f":"IF($D395=\"Full\",'Failure Persistence Storage'!AF395,0)","v":0},{"$f":"IF($D395=\"Full\",'Failure Persistence Storage'!AI395,0)","v":0},{"$f":"IF($D395=\"Full\",'Failure Persistence Storage'!AJ395,0)","v":0},{"$f":"IF($D395=\"Full\",'Failure Persistence Storage'!AM395,0)","v":0},{"$f":"IF($D395=\"Full\",'Failure Persistence Storage'!AN395,0)","v":0},{"$f":"IF($D395=\"Full\",'Failure Persistence Storage'!AQ395,0)","v":0},{"$f":"IF($D395=\"Full\",'Failure Persistence Storage'!AR395,0)","v":0},{"$f":"IF($D395=\"Full\",'Failure Persistence Storage'!AU395,0)","v":0},{"$f":"IF($D395=\"Full\",'Failure Persistence Storage'!AV395,0)","v":0},{"$f":"IF($D395=\"Full\",'Failure Persistence Storage'!AY395,0)","v":0},{"$f":"IF($D395=\"Full\",'Failure Persistence Storage'!AZ395,0)","v":0},{"$f":"IF($D395=\"Full\",'Failure Persistence Storage'!BC395,0)","v":0},{"$f":"IF($D395=\"Full\",'Failure Persistence Storage'!BD395,0)","v":0},{"$f":"IF($D395=\"Full\",'Failure Persistence Storage'!BG395,0)","v":0},{"$f":"IF($D395=\"Full\",'Failure Persistence Storage'!BH395,0)","v":0},{"$f":"IF($D395=\"Full\",'Failure Persistence Storage'!BK395,0)","v":0},{"$f":"IF($D395=\"Full\",'Failure Persistence Storage'!BL395,0)","v":0},{"$f":"IF($D395=\"Full\",'Failure Persistence Storage'!BO395,0)","v":0},{"$f":"IF($D395=\"Full\",'Failure Persistence Storage'!BP395,0)","v":0},{"$f":"IF($D395=\"Full\",'Failure Persistence Storage'!BS395,0)","v":0},{"$f":"IF($D395=\"Full\",'Failure Persistence Storage'!BT395,0)","v":0},{"$f":"IF($D395=\"Full\",'Failure Persistence Storage'!BW395,0)","v":0},{"$f":"IF($D395=\"Full\",'Failure Persistence Storage'!BX395,0)","v":0},{"$f":"IF($D395=\"Full\",'Failure Persistence Storage'!CA395,0)","v":0},{"$f":"IF($D395=\"Full\",'Failure Persistence Storage'!CB395,0)","v":0},{"$f":"IF($D395=\"Full\",'Failure Persistence Storage'!CE395,0)","v":0},{"$f":"IF($D395=\"Full\",'Failure Persistence Storage'!CF395,0)","v":0},{"$f":"IF($D395=\"Full\",'Failure Persistence Storage'!CI395,0)","v":0},{"$f":"IF($D395=\"Full\",'Failure Persistence Storage'!CJ395,0)","v":0},{"$f":"IF($D395=\"Full\",'Failure Persistence Storage'!CM395,0)","v":0},{"$f":"IF($D395=\"Full\",'Failure Persistence Storage'!CN395,0)","v":0},{"$f":"IF($D395=\"Full\",'Failure Persistence Storage'!CQ395,0)","v":0},{"$f":"IF($D395=\"Full\",'Failure Persistence Storage'!CR395,0)","v":0},{"$f":"IF($D395=\"Full\",'Failure Persistence Storage'!CU395,0)","v":0},{"$f":"IF($D395=\"Full\",'Failure Persistence Storage'!CV395,0)","v":0},{"$f":"IF($D395=\"Full\",'Failure Persistence Storage'!CY395,0)","v":0},{"$f":"IF($D395=\"Full\",'Failure Persistence Storage'!CZ395,0)","v":0},{"$f":"IF($D395=\"Full\",'Failure Persistence Storage'!DC395,0)","v":0},{"$f":"IF($D395=\"Full\",'Failure Persistence Storage'!DD395,0)","v":0},{"$f":"IF($D395=\"Full\",'Failure Persistence Storage'!DG395,0)","v":0},{"$f":"IF($D395=\"Full\",'Failure Persistence Storage'!DH395,0)","v":0},{"$f":"IF($D395=\"Full\",'Failure Persistence Storage'!DK395,0)","v":0},{"$f":"IF($D395=\"Full\",'Failure Persistence Storage'!DL395,0)","v":0},{"$f":"IF($D395=\"Full\",'Failure Persistence Storage'!DO395,0)","v":0},{"$f":"IF($D395=\"Full\",'Failure Persistence Storage'!DP395,0)","v":0},{"$f":"IF($D395=\"Full\",'Failure Persistence Storage'!DS395,0)","v":0},{"$f":"IF($D395=\"Full\",'Failure Persistence Storage'!DT395,0)","v":0},{"$f":"IF($D395=\"Full\",'Failure Persistence Storage'!DW395,0)","v":0},{"$f":"IF($D395=\"Full\",'Failure Persistence Storage'!DX395,0)","v":0},{"$f":"IF($D395=\"Full\",'Failure Persistence Storage'!EA395,0)","v":0},{"$f":"IF($D395=\"Full\",'Failure Persistence Storage'!EB395,0)","v":0},{"$f":"IF($D395=\"Full\",'Failure Persistence Storage'!EE395,0)","v":0},{"$f":"IF($D395=\"Full\",'Failure Persistence Storage'!EF395,0)","v":0},{"$f":"IF($D395=\"Full\",'Failure Persistence Storage'!EI395,0)","v":0},{"$f":"IF($D395=\"Full\",'Failure Persistence Storage'!EJ395,0)","v":0},{"$f":"IF($D395=\"Full\",'Failure Persistence Storage'!EM395,0)","v":0},{"$f":"IF($D395=\"Full\",'Failure Persistence Storage'!EN395,0)","v":0},{"$f":"IF($D395=\"Full\",'Failure Persistence Storage'!EQ395,0)","v":0},{"$f":"IF($D395=\"Full\",'Failure Persistence Storage'!ER395,0)","v":0},{"$f":"IF($D395=\"Full\",'Failure Persistence Storage'!EU395,0)","v":0},{"$f":"IF($D395=\"Full\",'Failure Persistence Storage'!EV395,0)","v":0},{"$f":"IF($D395=\"Full\",'Failure Persistence Storage'!EY395,0)","v":0},{"$f":"IF($D395=\"Full\",'Failure Persistence Storage'!EZ395,0)","v":0},{"$f":"IF($D395=\"Full\",'Failure Persistence Storage'!FC395,0)","v":0},{"$f":"IF($D395=\"Full\",'Failure Persistence Storage'!FD395,0)","v":0},{"$f":"IF($D395=\"Full\",'Failure Persistence Storage'!FG395,0)","v":0},{"$f":"IF($D395=\"Full\",'Failure Persistence Storage'!FH395,0)","v":0},{"$f":"IF($D395=\"Full\",'Failure Persistence Storage'!FK395,0)","v":0},{"$f":"IF($D395=\"Full\",'Failure Persistence Storage'!FL395,0)","v":0},{"$f":"IF($D395=\"Full\",'Failure Persistence Storage'!FO395,0)","v":0},{"$f":"IF($D395=\"Full\",'Failure Persistence Storage'!FP395,0)","v":0},{"$f":"IF($D395=\"Full\",'Failure Persistence Storage'!FS395,0)","v":0},{"$f":"IF($D395=\"Full\",'Failure Persistence Storage'!FT395,0)","v":0},{"$f":"IF($D395=\"Full\",'Failure Persistence Storage'!FW395,0)","v":0},{"$f":"IF($D395=\"Full\",'Failure Persistence Storage'!FX395,0)","v":0},{"$f":"IF($D395=\"Full\",'Failure Persistence Storage'!GA395,0)","v":0},{"$f":"IF($D395=\"Full\",'Failure Persistence Storage'!GB395,0)","v":0},{"$f":"IF($D395=\"Full\",'Failure Persistence Storage'!GE395,0)","v":0},{"$f":"IF($D395=\"Full\",'Failure Persistence Storage'!GF395,0)","v":0},{"$f":"IF($D395=\"Full\",'Failure Persistence Storage'!GI395,0)","v":0},{"$f":"IF($D395=\"Full\",'Failure Persistence Storage'!GJ395,0)","v":0},{"$f":"IF($D395=\"Full\",'Failure Persistence Storage'!GM395,0)","v":0},{"$f":"IF($D395=\"Full\",'Failure Persistence Storage'!GN395,0)","v":0},{"$f":"IF($D395=\"Full\",'Failure Persistence Storage'!GQ395,0)","v":0},{"$f":"IF($D395=\"Full\",'Failure Persistence Storage'!GR395,0)","v":0},{"$f":"IF($D395=\"Full\",'Failure Persistence Storage'!GU395,0)","v":0},{"$f":"IF($D395=\"Full\",'Failure Persistence Storage'!GV395,0)","v":0},{"$f":"IF($D395=\"Full\",'Failure Persistence Storage'!GY395,0)","v":0},{"$f":"IF($D395=\"Full\",'Failure Persistence Storage'!GZ395,0)","v":0},{"$f":"IF($D395=\"Full\",'Failure Persistence Storage'!HC395,0)","v":0},{"$f":"IF($D395=\"Full\",'Failure Persistence Storage'!HD395,0)","v":0},{"$f":"IF($D395=\"Full\",'Failure Persistence Storage'!HG395,0)","v":0},{"$f":"IF($D395=\"Full\",'Failure Persistence Storage'!HH395,0)","v":0},{"$f":"IF($D395=\"Full\",'Failure Persistence Storage'!HK395,0)","v":0},{"$f":"IF($D395=\"Full\",'Failure Persistence Storage'!HL395,0)","v":0},{"$f":"IF($D395=\"Full\",'Failure Persistence Storage'!HO395,0)","v":0}]
[null,"Dual Parallel Combination",null,null,null,null,null,null,null,null,null,null,null,null,null,null,null,null,null,null,null,null,null,null,null,null,null,null,null,null,null,null,null,null,null,null,null,null,null,null,null,null,null,null,null,null,null,null,null,null,null,null,null,null,null,null,null,null,null,null,null,null,null,null,null,null,null,null,null,null,null,null,null,null,null,null,null,null,null,null,null,null,null,null,null,null,null,null,null,null,null,null,null,null,null,null,null,null,null,null,null,null,null,null,null,null,null,null,null,null,null,null,null,null,null,null,null,null,null,null,null,null,null,null,null,null,null,null,null,null,null,null,null,null,null,null,null,null,null,null,null,null,null,null,null,null,null,null,null,null,null,null,null,null,null,null,null,null,null,null,null,null,null,null,null,null,null,null,null,null,null,null,null,null,null,null,null,null,null,null,null,null,null,null,null,null,null,null,null,null,null,null,null,null,null,null,null,null,null,null,null,null,null,null,null,null,null,null,null,null,null,null,null,null,null,null,null,null,null,null,null,null,null,null,{"$f":"IF($D400=\"Full\",'Failure Persistence Storage'!AB400,0)","v":0},{"$f":"IF($D400=\"Full\",'Failure Persistence Storage'!AE400,0)","v":0},{"$f":"IF($D400=\"Full\",'Failure Persistence Storage'!AF400,0)","v":0},{"$f":"IF($D400=\"Full\",'Failure Persistence Storage'!AI400,0)","v":0},{"$f":"IF($D400=\"Full\",'Failure Persistence Storage'!AJ400,0)","v":0},{"$f":"IF($D400=\"Full\",'Failure Persistence Storage'!AM400,0)","v":0},{"$f":"IF($D400=\"Full\",'Failure Persistence Storage'!AN400,0)","v":0},{"$f":"IF($D400=\"Full\",'Failure Persistence Storage'!AQ400,0)","v":0},{"$f":"IF($D400=\"Full\",'Failure Persistence Storage'!AR400,0)","v":0},{"$f":"IF($D400=\"Full\",'Failure Persistence Storage'!AU400,0)","v":0},{"$f":"IF($D400=\"Full\",'Failure Persistence Storage'!AV400,0)","v":0},{"$f":"IF($D400=\"Full\",'Failure Persistence Storage'!AY400,0)","v":0},{"$f":"IF($D400=\"Full\",'Failure Persistence Storage'!AZ400,0)","v":0},{"$f":"IF($D400=\"Full\",'Failure Persistence Storage'!BC400,0)","v":0},{"$f":"IF($D400=\"Full\",'Failure Persistence Storage'!BD400,0)","v":0},{"$f":"IF($D400=\"Full\",'Failure Persistence Storage'!BG400,0)","v":0},{"$f":"IF($D400=\"Full\",'Failure Persistence Storage'!BH400,0)","v":0},{"$f":"IF($D400=\"Full\",'Failure Persistence Storage'!BK400,0)","v":0},{"$f":"IF($D400=\"Full\",'Failure Persistence Storage'!BL400,0)","v":0},{"$f":"IF($D400=\"Full\",'Failure Persistence Storage'!BO400,0)","v":0},{"$f":"IF($D400=\"Full\",'Failure Persistence Storage'!BP400,0)","v":0},{"$f":"IF($D400=\"Full\",'Failure Persistence Storage'!BS400,0)","v":0},{"$f":"IF($D400=\"Full\",'Failure Persistence Storage'!BT400,0)","v":0},{"$f":"IF($D400=\"Full\",'Failure Persistence Storage'!BW400,0)","v":0},{"$f":"IF($D400=\"Full\",'Failure Persistence Storage'!BX400,0)","v":0},{"$f":"IF($D400=\"Full\",'Failure Persistence Storage'!CA400,0)","v":0},{"$f":"IF($D400=\"Full\",'Failure Persistence Storage'!CB400,0)","v":0},{"$f":"IF($D400=\"Full\",'Failure Persistence Storage'!CE400,0)","v":0},{"$f":"IF($D400=\"Full\",'Failure Persistence Storage'!CF400,0)","v":0},{"$f":"IF($D400=\"Full\",'Failure Persistence Storage'!CI400,0)","v":0},{"$f":"IF($D400=\"Full\",'Failure Persistence Storage'!CJ400,0)","v":0},{"$f":"IF($D400=\"Full\",'Failure Persistence Storage'!CM400,0)","v":0},{"$f":"IF($D400=\"Full\",'Failure Persistence Storage'!CN400,0)","v":0},{"$f":"IF($D400=\"Full\",'Failure Persistence Storage'!CQ400,0)","v":0},{"$f":"IF($D400=\"Full\",'Failure Persistence Storage'!CR400,0)","v":0},{"$f":"IF($D400=\"Full\",'Failure Persistence Storage'!CU400,0)","v":0},{"$f":"IF($D400=\"Full\",'Failure Persistence Storage'!CV400,0)","v":0},{"$f":"IF($D400=\"Full\",'Failure Persistence Storage'!CY400,0)","v":0},{"$f":"IF($D400=\"Full\",'Failure Persistence Storage'!CZ400,0)","v":0},{"$f":"IF($D400=\"Full\",'Failure Persistence Storage'!DC400,0)","v":0},{"$f":"IF($D400=\"Full\",'Failure Persistence Storage'!DD400,0)","v":0},{"$f":"IF($D400=\"Full\",'Failure Persistence Storage'!DG400,0)","v":0},{"$f":"IF($D400=\"Full\",'Failure Persistence Storage'!DH400,0)","v":0},{"$f":"IF($D400=\"Full\",'Failure Persistence Storage'!DK400,0)","v":0},{"$f":"IF($D400=\"Full\",'Failure Persistence Storage'!DL400,0)","v":0},{"$f":"IF($D400=\"Full\",'Failure Persistence Storage'!DO400,0)","v":0},{"$f":"IF($D400=\"Full\",'Failure Persistence Storage'!DP400,0)","v":0},{"$f":"IF($D400=\"Full\",'Failure Persistence Storage'!DS400,0)","v":0},{"$f":"IF($D400=\"Full\",'Failure Persistence Storage'!DT400,0)","v":0},{"$f":"IF($D400=\"Full\",'Failure Persistence Storage'!DW400,0)","v":0},{"$f":"IF($D400=\"Full\",'Failure Persistence Storage'!DX400,0)","v":0},{"$f":"IF($D400=\"Full\",'Failure Persistence Storage'!EA400,0)","v":0},{"$f":"IF($D400=\"Full\",'Failure Persistence Storage'!EB400,0)","v":0},{"$f":"IF($D400=\"Full\",'Failure Persistence Storage'!EE400,0)","v":0},{"$f":"IF($D400=\"Full\",'Failure Persistence Storage'!EF400,0)","v":0},{"$f":"IF($D400=\"Full\",'Failure Persistence Storage'!EI400,0)","v":0},{"$f":"IF($D400=\"Full\",'Failure Persistence Storage'!EJ400,0)","v":0},{"$f":"IF($D400=\"Full\",'Failure Persistence Storage'!EM400,0)","v":0},{"$f":"IF($D400=\"Full\",'Failure Persistence Storage'!EN400,0)","v":0},{"$f":"IF($D400=\"Full\",'Failure Persistence Storage'!EQ400,0)","v":0},{"$f":"IF($D400=\"Full\",'Failure Persistence Storage'!ER400,0)","v":0},{"$f":"IF($D400=\"Full\",'Failure Persistence Storage'!EU400,0)","v":0},{"$f":"IF($D400=\"Full\",'Failure Persistence Storage'!EV400,0)","v":0},{"$f":"IF($D400=\"Full\",'Failure Persistence Storage'!EY400,0)","v":0},{"$f":"IF($D400=\"Full\",'Failure Persistence Storage'!EZ400,0)","v":0},{"$f":"IF($D400=\"Full\",'Failure Persistence Storage'!FC400,0)","v":0},{"$f":"IF($D400=\"Full\",'Failure Persistence Storage'!FD400,0)","v":0},{"$f":"IF($D400=\"Full\",'Failure Persistence Storage'!FG400,0)","v":0},{"$f":"IF($D400=\"Full\",'Failure Persistence Storage'!FH400,0)","v":0},{"$f":"IF($D400=\"Full\",'Failure Persistence Storage'!FK400,0)","v":0},{"$f":"IF($D400=\"Full\",'Failure Persistence Storage'!FL400,0)","v":0},{"$f":"IF($D400=\"Full\",'Failure Persistence Storage'!FO400,0)","v":0},{"$f":"IF($D400=\"Full\",'Failure Persistence Storage'!FP400,0)","v":0},{"$f":"IF($D400=\"Full\",'Failure Persistence Storage'!FS400,0)","v":0},{"$f":"IF($D400=\"Full\",'Failure Persistence Storage'!FT400,0)","v":0},{"$f":"IF($D400=\"Full\",'Failure Persistence Storage'!FW400,0)","v":0},{"$f":"IF($D400=\"Full\",'Failure Persistence Storage'!FX400,0)","v":0},{"$f":"IF($D400=\"Full\",'Failure Persistence Storage'!GA400,0)","v":0},{"$f":"IF($D400=\"Full\",'Failure Persistence Storage'!GB400,0)","v":0},{"$f":"IF($D400=\"Full\",'Failure Persistence Storage'!GE400,0)","v":0},{"$f":"IF($D400=\"Full\",'Failure Persistence Storage'!GF400,0)","v":0},{"$f":"IF($D400=\"Full\",'Failure Persistence Storage'!GI400,0)","v":0},{"$f":"IF($D400=\"Full\",'Failure Persistence Storage'!GJ400,0)","v":0},{"$f":"IF($D400=\"Full\",'Failure Persistence Storage'!GM400,0)","v":0},{"$f":"IF($D400=\"Full\",'Failure Persistence Storage'!GN400,0)","v":0},{"$f":"IF($D400=\"Full\",'Failure Persistence Storage'!GQ400,0)","v":0},{"$f":"IF($D400=\"Full\",'Failure Persistence Storage'!GR400,0)","v":0},{"$f":"IF($D400=\"Full\",'Failure Persistence Storage'!GU400,0)","v":0},{"$f":"IF($D400=\"Full\",'Failure Persistence Storage'!GV400,0)","v":0},{"$f":"IF($D400=\"Full\",'Failure Persistence Storage'!GY400,0)","v":0},{"$f":"IF($D400=\"Full\",'Failure Persistence Storage'!GZ400,0)","v":0},{"$f":"IF($D400=\"Full\",'Failure Persistence Storage'!HC400,0)","v":0},{"$f":"IF($D400=\"Full\",'Failure Persistence Storage'!HD400,0)","v":0},{"$f":"IF($D400=\"Full\",'Failure Persistence Storage'!HG400,0)","v":0},{"$f":"IF($D400=\"Full\",'Failure Persistence Storage'!HH400,0)","v":0},{"$f":"IF($D400=\"Full\",'Failure Persistence Storage'!HK400,0)","v":0},{"$f":"IF($D400=\"Full\",'Failure Persistence Storage'!HL400,0)","v":0},{"$f":"IF($D400=\"Full\",'Failure Persistence Storage'!HO400,0)","v":0}]
[null,null,null,{"$f":"IF($L402=0,\" \",INDIRECT(ADDRESS($L402,COLUMN(D402))))","v":" "},null,null,null,null,null,null,"Row Number",null,null,null,null,null,null,null,null,null,null,null,null,null,null,null,null," "," "," "," "," "," "," "," "," "," "," "," "," "," "," "," "," "," "," "," "," "," "," "," "," "," "," "," "," "," "," "," "," "," "," "," "," "," "," "," "," "," "," "," "," "," "," "," "," "," "," "," "," "," "," "," "," "," "," "," "," "," "," "," "," "," "," "," "," "," "," "," "," "," "," "," "," "," "," "," "," "," "," "," "," "," "," "," "," "," "," "," "," "," "," "," "," "," "," "," "," "," "," "," "," "," "," "," "," "," "," "," "," "," "," "," "," "," "," "," "," "," "," "," "," "," "," "," "," "," "," "," "," "," "," "," "," "," "," "," "," "," "," "," "," "," "," "," "," "," "," "," "," "," "," "," "," "," "," "," "," "," "," "," "," "," "," "," "," "," "," "," "," "," "," "," "," "," "," "," "," "," "," "," "," "," "," "," "," "," "," "," "," "," "," "," ",null,{"$f":"IF($D402=\"Full\",'Failure Persistence Storage'!AB402,0)","v":0},{"$f":"IF($D402=\"Full\",'Failure Persistence Storage'!AE402,0)","v":0},{"$f":"IF($D402=\"Full\",'Failure Persistence Storage'!AF402,0)","v":0},{"$f":"IF($D402=\"Full\",'Failure Persistence Storage'!AI402,0)","v":0},{"$f":"IF($D402=\"Full\",'Failure Persistence Storage'!AJ402,0)","v":0},{"$f":"IF($D402=\"Full\",'Failure Persistence Storage'!AM402,0)","v":0},{"$f":"IF($D402=\"Full\",'Failure Persistence Storage'!AN402,0)","v":0},{"$f":"IF($D402=\"Full\",'Failure Persistence Storage'!AQ402,0)","v":0},{"$f":"IF($D402=\"Full\",'Failure Persistence Storage'!AR402,0)","v":0},{"$f":"IF($D402=\"Full\",'Failure Persistence Storage'!AU402,0)","v":0},{"$f":"IF($D402=\"Full\",'Failure Persistence Storage'!AV402,0)","v":0},{"$f":"IF($D402=\"Full\",'Failure Persistence Storage'!AY402,0)","v":0},{"$f":"IF($D402=\"Full\",'Failure Persistence Storage'!AZ402,0)","v":0},{"$f":"IF($D402=\"Full\",'Failure Persistence Storage'!BC402,0)","v":0},{"$f":"IF($D402=\"Full\",'Failure Persistence Storage'!BD402,0)","v":0},{"$f":"IF($D402=\"Full\",'Failure Persistence Storage'!BG402,0)","v":0},{"$f":"IF($D402=\"Full\",'Failure Persistence Storage'!BH402,0)","v":0},{"$f":"IF($D402=\"Full\",'Failure Persistence Storage'!BK402,0)","v":0},{"$f":"IF($D402=\"Full\",'Failure Persistence Storage'!BL402,0)","v":0},{"$f":"IF($D402=\"Full\",'Failure Persistence Storage'!BO402,0)","v":0},{"$f":"IF($D402=\"Full\",'Failure Persistence Storage'!BP402,0)","v":0},{"$f":"IF($D402=\"Full\",'Failure Persistence Storage'!BS402,0)","v":0},{"$f":"IF($D402=\"Full\",'Failure Persistence Storage'!BT402,0)","v":0},{"$f":"IF($D402=\"Full\",'Failure Persistence Storage'!BW402,0)","v":0},{"$f":"IF($D402=\"Full\",'Failure Persistence Storage'!BX402,0)","v":0},{"$f":"IF($D402=\"Full\",'Failure Persistence Storage'!CA402,0)","v":0},{"$f":"IF($D402=\"Full\",'Failure Persistence Storage'!CB402,0)","v":0},{"$f":"IF($D402=\"Full\",'Failure Persistence Storage'!CE402,0)","v":0},{"$f":"IF($D402=\"Full\",'Failure Persistence Storage'!CF402,0)","v":0},{"$f":"IF($D402=\"Full\",'Failure Persistence Storage'!CI402,0)","v":0},{"$f":"IF($D402=\"Full\",'Failure Persistence Storage'!CJ402,0)","v":0},{"$f":"IF($D402=\"Full\",'Failure Persistence Storage'!CM402,0)","v":0},{"$f":"IF($D402=\"Full\",'Failure Persistence Storage'!CN402,0)","v":0},{"$f":"IF($D402=\"Full\",'Failure Persistence Storage'!CQ402,0)","v":0},{"$f":"IF($D402=\"Full\",'Failure Persistence Storage'!CR402,0)","v":0},{"$f":"IF($D402=\"Full\",'Failure Persistence Storage'!CU402,0)","v":0},{"$f":"IF($D402=\"Full\",'Failure Persistence Storage'!CV402,0)","v":0},{"$f":"IF($D402=\"Full\",'Failure Persistence Storage'!CY402,0)","v":0},{"$f":"IF($D402=\"Full\",'Failure Persistence Storage'!CZ402,0)","v":0},{"$f":"IF($D402=\"Full\",'Failure Persistence Storage'!DC402,0)","v":0},{"$f":"IF($D402=\"Full\",'Failure Persistence Storage'!DD402,0)","v":0},{"$f":"IF($D402=\"Full\",'Failure Persistence Storage'!DG402,0)","v":0},{"$f":"IF($D402=\"Full\",'Failure Persistence Storage'!DH402,0)","v":0},{"$f":"IF($D402=\"Full\",'Failure Persistence Storage'!DK402,0)","v":0},{"$f":"IF($D402=\"Full\",'Failure Persistence Storage'!DL402,0)","v":0},{"$f":"IF($D402=\"Full\",'Failure Persistence Storage'!DO402,0)","v":0},{"$f":"IF($D402=\"Full\",'Failure Persistence Storage'!DP402,0)","v":0},{"$f":"IF($D402=\"Full\",'Failure Persistence Storage'!DS402,0)","v":0},{"$f":"IF($D402=\"Full\",'Failure Persistence Storage'!DT402,0)","v":0},{"$f":"IF($D402=\"Full\",'Failure Persistence Storage'!DW402,0)","v":0},{"$f":"IF($D402=\"Full\",'Failure Persistence Storage'!DX402,0)","v":0},{"$f":"IF($D402=\"Full\",'Failure Persistence Storage'!EA402,0)","v":0},{"$f":"IF($D402=\"Full\",'Failure Persistence Storage'!EB402,0)","v":0},{"$f":"IF($D402=\"Full\",'Failure Persistence Storage'!EE402,0)","v":0},{"$f":"IF($D402=\"Full\",'Failure Persistence Storage'!EF402,0)","v":0},{"$f":"IF($D402=\"Full\",'Failure Persistence Storage'!EI402,0)","v":0},{"$f":"IF($D402=\"Full\",'Failure Persistence Storage'!EJ402,0)","v":0},{"$f":"IF($D402=\"Full\",'Failure Persistence Storage'!EM402,0)","v":0},{"$f":"IF($D402=\"Full\",'Failure Persistence Storage'!EN402,0)","v":0},{"$f":"IF($D402=\"Full\",'Failure Persistence Storage'!EQ402,0)","v":0},{"$f":"IF($D402=\"Full\",'Failure Persistence Storage'!ER402,0)","v":0},{"$f":"IF($D402=\"Full\",'Failure Persistence Storage'!EU402,0)","v":0},{"$f":"IF($D402=\"Full\",'Failure Persistence Storage'!EV402,0)","v":0},{"$f":"IF($D402=\"Full\",'Failure Persistence Storage'!EY402,0)","v":0},{"$f":"IF($D402=\"Full\",'Failure Persistence Storage'!EZ402,0)","v":0},{"$f":"IF($D402=\"Full\",'Failure Persistence Storage'!FC402,0)","v":0},{"$f":"IF($D402=\"Full\",'Failure Persistence Storage'!FD402,0)","v":0},{"$f":"IF($D402=\"Full\",'Failure Persistence Storage'!FG402,0)","v":0},{"$f":"IF($D402=\"Full\",'Failure Persistence Storage'!FH402,0)","v":0},{"$f":"IF($D402=\"Full\",'Failure Persistence Storage'!FK402,0)","v":0},{"$f":"IF($D402=\"Full\",'Failure Persistence Storage'!FL402,0)","v":0},{"$f":"IF($D402=\"Full\",'Failure Persistence Storage'!FO402,0)","v":0},{"$f":"IF($D402=\"Full\",'Failure Persistence Storage'!FP402,0)","v":0},{"$f":"IF($D402=\"Full\",'Failure Persistence Storage'!FS402,0)","v":0},{"$f":"IF($D402=\"Full\",'Failure Persistence Storage'!FT402,0)","v":0},{"$f":"IF($D402=\"Full\",'Failure Persistence Storage'!FW402,0)","v":0},{"$f":"IF($D402=\"Full\",'Failure Persistence Storage'!FX402,0)","v":0},{"$f":"IF($D402=\"Full\",'Failure Persistence Storage'!GA402,0)","v":0},{"$f":"IF($D402=\"Full\",'Failure Persistence Storage'!GB402,0)","v":0},{"$f":"IF($D402=\"Full\",'Failure Persistence Storage'!GE402,0)","v":0},{"$f":"IF($D402=\"Full\",'Failure Persistence Storage'!GF402,0)","v":0},{"$f":"IF($D402=\"Full\",'Failure Persistence Storage'!GI402,0)","v":0},{"$f":"IF($D402=\"Full\",'Failure Persistence Storage'!GJ402,0)","v":0},{"$f":"IF($D402=\"Full\",'Failure Persistence Storage'!GM402,0)","v":0},{"$f":"IF($D402=\"Full\",'Failure Persistence Storage'!GN402,0)","v":0},{"$f":"IF($D402=\"Full\",'Failure Persistence Storage'!GQ402,0)","v":0},{"$f":"IF($D402=\"Full\",'Failure Persistence Storage'!GR402,0)","v":0},{"$f":"IF($D402=\"Full\",'Failure Persistence Storage'!GU402,0)","v":0},{"$f":"IF($D402=\"Full\",'Failure Persistence Storage'!GV402,0)","v":0},{"$f":"IF($D402=\"Full\",'Failure Persistence Storage'!GY402,0)","v":0},{"$f":"IF($D402=\"Full\",'Failure Persistence Storage'!GZ402,0)","v":0},{"$f":"IF($D402=\"Full\",'Failure Persistence Storage'!HC402,0)","v":0},{"$f":"IF($D402=\"Full\",'Failure Persistence Storage'!HD402,0)","v":0},{"$f":"IF($D402=\"Full\",'Failure Persistence Storage'!HG402,0)","v":0},{"$f":"IF($D402=\"Full\",'Failure Persistence Storage'!HH402,0)","v":0},{"$f":"IF($D402=\"Full\",'Failure Persistence Storage'!HK402,0)","v":0},{"$f":"IF($D402=\"Full\",'Failure Persistence Storage'!HL402,0)","v":0},{"$f":"IF($D402=\"Full\",'Failure Persistence Storage'!HO402,0)","v":0}]
[null,null,null,{"$f":"IF($L405=0,\" \",INDIRECT(ADDRESS($L405,COLUMN(D405))))","v":" "},null,null,null,null,null,null,"Row Number",null,null,null,null,null,null,null,null,null,null,null,null,null,null,null,null,{"$f":"IF($L405=0,\" \",INDIRECT(ADDRESS($L405,COLUMN(AB405))))","v":" "}," "," "," "," "," "," "," "," "," "," "," "," "," "," "," ",{"$f":"IF($L405=0,\" \",INDIRECT(ADDRESS($L405,COLUMN(AR405))))","v":" "}," "," "," "," "," "," "," "," "," "," "," "," "," "," "," ",{"$f":"IF($L405=0,\" \",INDIRECT(ADDRESS($L405,COLUMN(BH405))))","v":" "}," "," "," "," "," "," "," "," "," "," "," "," "," "," "," ",{"$f":"IF($L405=0,\" \",INDIRECT(ADDRESS($L405,COLUMN(BX405))))","v":" "}," "," "," "," "," "," "," "," "," "," "," "," "," "," "," ",{"$f":"IF($L405=0,\" \",INDIRECT(ADDRESS($L405,COLUMN(CN405))))","v":" "}," "," "," "," "," "," "," "," "," "," "," "," "," "," "," ",{"$f":"IF($L405=0,\" \",INDIRECT(ADDRESS($L405,COLUMN(DD405))))","v":" "}," "," "," "," "," "," "," "," "," "," "," "," "," "," "," ",{"$f":"IF($L405=0,\" \",INDIRECT(ADDRESS($L405,COLUMN(DT405))))","v":" "}," "," "," "," "," "," "," "," "," "," "," "," "," "," "," ",{"$f":"IF($L405=0,\" \",INDIRECT(ADDRESS($L405,COLUMN(EJ405))))","v":" "}," "," "," "," "," "," "," "," "," "," "," "," "," "," "," ",{"$f":"IF($L405=0,\" \",INDIRECT(ADDRESS($L405,COLUMN(EZ405))))","v":" "}," "," "," "," "," "," "," "," "," "," "," "," "," "," "," ",{"$f":"IF($L405=0,\" \",INDIRECT(ADDRESS($L405,COLUMN(FP405))))","v":" "}," "," "," "," "," "," "," "," "," "," "," "," "," "," "," ",{"$f":"IF($L405=0,\" \",INDIRECT(ADDRESS($L405,COLUMN(GF405))))","v":" "}," "," "," "," "," "," "," "," "," "," "," "," "," "," "," ",{"$f":"IF($L405=0,\" \",INDIRECT(ADDRESS($L405,COLUMN(GV405))))","v":" "}," "," "," "," "," "," "," "," "," "," "," "," "," "," "," ",{"$f":"IF($L405=0,\" \",INDIRECT(ADDRESS($L405,COLUMN(HL405))))","v":" "}," "," "," ",null,{"$f":"IF($D405=\"Full\",'Failure Persistence Storage'!AB405,0)","v":0},{"$f":"IF($D405=\"Full\",'Failure Persistence Storage'!AE405,0)","v":0},{"$f":"IF($D405=\"Full\",'Failure Persistence Storage'!AF405,0)","v":0},{"$f":"IF($D405=\"Full\",'Failure Persistence Storage'!AI405,0)","v":0},{"$f":"IF($D405=\"Full\",'Failure Persistence Storage'!AJ405,0)","v":0},{"$f":"IF($D405=\"Full\",'Failure Persistence Storage'!AM405,0)","v":0},{"$f":"IF($D405=\"Full\",'Failure Persistence Storage'!AN405,0)","v":0},{"$f":"IF($D405=\"Full\",'Failure Persistence Storage'!AQ405,0)","v":0},{"$f":"IF($D405=\"Full\",'Failure Persistence Storage'!AR405,0)","v":0},{"$f":"IF($D405=\"Full\",'Failure Persistence Storage'!AU405,0)","v":0},{"$f":"IF($D405=\"Full\",'Failure Persistence Storage'!AV405,0)","v":0},{"$f":"IF($D405=\"Full\",'Failure Persistence Storage'!AY405,0)","v":0},{"$f":"IF($D405=\"Full\",'Failure Persistence Storage'!AZ405,0)","v":0},{"$f":"IF($D405=\"Full\",'Failure Persistence Storage'!BC405,0)","v":0},{"$f":"IF($D405=\"Full\",'Failure Persistence Storage'!BD405,0)","v":0},{"$f":"IF($D405=\"Full\",'Failure Persistence Storage'!BG405,0)","v":0},{"$f":"IF($D405=\"Full\",'Failure Persistence Storage'!BH405,0)","v":0},{"$f":"IF($D405=\"Full\",'Failure Persistence Storage'!BK405,0)","v":0},{"$f":"IF($D405=\"Full\",'Failure Persistence Storage'!BL405,0)","v":0},{"$f":"IF($D405=\"Full\",'Failure Persistence Storage'!BO405,0)","v":0},{"$f":"IF($D405=\"Full\",'Failure Persistence Storage'!BP405,0)","v":0},{"$f":"IF($D405=\"Full\",'Failure Persistence Storage'!BS405,0)","v":0},{"$f":"IF($D405=\"Full\",'Failure Persistence Storage'!BT405,0)","v":0},{"$f":"IF($D405=\"Full\",'Failure Persistence Storage'!BW405,0)","v":0},{"$f":"IF($D405=\"Full\",'Failure Persistence Storage'!BX405,0)","v":0},{"$f":"IF($D405=\"Full\",'Failure Persistence Storage'!CA405,0)","v":0},{"$f":"IF($D405=\"Full\",'Failure Persistence Storage'!CB405,0)","v":0},{"$f":"IF($D405=\"Full\",'Failure Persistence Storage'!CE405,0)","v":0},{"$f":"IF($D405=\"Full\",'Failure Persistence Storage'!CF405,0)","v":0},{"$f":"IF($D405=\"Full\",'Failure Persistence Storage'!CI405,0)","v":0},{"$f":"IF($D405=\"Full\",'Failure Persistence Storage'!CJ405,0)","v":0},{"$f":"IF($D405=\"Full\",'Failure Persistence Storage'!CM405,0)","v":0},{"$f":"IF($D405=\"Full\",'Failure Persistence Storage'!CN405,0)","v":0},{"$f":"IF($D405=\"Full\",'Failure Persistence Storage'!CQ405,0)","v":0},{"$f":"IF($D405=\"Full\",'Failure Persistence Storage'!CR405,0)","v":0},{"$f":"IF($D405=\"Full\",'Failure Persistence Storage'!CU405,0)","v":0},{"$f":"IF($D405=\"Full\",'Failure Persistence Storage'!CV405,0)","v":0},{"$f":"IF($D405=\"Full\",'Failure Persistence Storage'!CY405,0)","v":0},{"$f":"IF($D405=\"Full\",'Failure Persistence Storage'!CZ405,0)","v":0},{"$f":"IF($D405=\"Full\",'Failure Persistence Storage'!DC405,0)","v":0},{"$f":"IF($D405=\"Full\",'Failure Persistence Storage'!DD405,0)","v":0},{"$f":"IF($D405=\"Full\",'Failure Persistence Storage'!DG405,0)","v":0},{"$f":"IF($D405=\"Full\",'Failure Persistence Storage'!DH405,0)","v":0},{"$f":"IF($D405=\"Full\",'Failure Persistence Storage'!DK405,0)","v":0},{"$f":"IF($D405=\"Full\",'Failure Persistence Storage'!DL405,0)","v":0},{"$f":"IF($D405=\"Full\",'Failure Persistence Storage'!DO405,0)","v":0},{"$f":"IF($D405=\"Full\",'Failure Persistence Storage'!DP405,0)","v":0},{"$f":"IF($D405=\"Full\",'Failure Persistence Storage'!DS405,0)","v":0},{"$f":"IF($D405=\"Full\",'Failure Persistence Storage'!DT405,0)","v":0},{"$f":"IF($D405=\"Full\",'Failure Persistence Storage'!DW405,0)","v":0},{"$f":"IF($D405=\"Full\",'Failure Persistence Storage'!DX405,0)","v":0},{"$f":"IF($D405=\"Full\",'Failure Persistence Storage'!EA405,0)","v":0},{"$f":"IF($D405=\"Full\",'Failure Persistence Storage'!EB405,0)","v":0},{"$f":"IF($D405=\"Full\",'Failure Persistence Storage'!EE405,0)","v":0},{"$f":"IF($D405=\"Full\",'Failure Persistence Storage'!EF405,0)","v":0},{"$f":"IF($D405=\"Full\",'Failure Persistence Storage'!EI405,0)","v":0},{"$f":"IF($D405=\"Full\",'Failure Persistence Storage'!EJ405,0)","v":0},{"$f":"IF($D405=\"Full\",'Failure Persistence Storage'!EM405,0)","v":0},{"$f":"IF($D405=\"Full\",'Failure Persistence Storage'!EN405,0)","v":0},{"$f":"IF($D405=\"Full\",'Failure Persistence Storage'!EQ405,0)","v":0},{"$f":"IF($D405=\"Full\",'Failure Persistence Storage'!ER405,0)","v":0},{"$f":"IF($D405=\"Full\",'Failure Persistence Storage'!EU405,0)","v":0},{"$f":"IF($D405=\"Full\",'Failure Persistence Storage'!EV405,0)","v":0},{"$f":"IF($D405=\"Full\",'Failure Persistence Storage'!EY405,0)","v":0},{"$f":"IF($D405=\"Full\",'Failure Persistence Storage'!EZ405,0)","v":0},{"$f":"IF($D405=\"Full\",'Failure Persistence Storage'!FC405,0)","v":0},{"$f":"IF($D405=\"Full\",'Failure Persistence Storage'!FD405,0)","v":0},{"$f":"IF($D405=\"Full\",'Failure Persistence Storage'!FG405,0)","v":0},{"$f":"IF($D405=\"Full\",'Failure Persistence Storage'!FH405,0)","v":0},{"$f":"IF($D405=\"Full\",'Failure Persistence Storage'!FK405,0)","v":0},{"$f":"IF($D405=\"Full\",'Failure Persistence Storage'!FL405,0)","v":0},{"$f":"IF($D405=\"Full\",'Failure Persistence Storage'!FO405,0)","v":0},{"$f":"IF($D405=\"Full\",'Failure Persistence Storage'!FP405,0)","v":0},{"$f":"IF($D405=\"Full\",'Failure Persistence Storage'!FS405,0)","v":0},{"$f":"IF($D405=\"Full\",'Failure Persistence Storage'!FT405,0)","v":0},{"$f":"IF($D405=\"Full\",'Failure Persistence Storage'!FW405,0)","v":0},{"$f":"IF($D405=\"Full\",'Failure Persistence Storage'!FX405,0)","v":0},{"$f":"IF($D405=\"Full\",'Failure Persistence Storage'!GA405,0)","v":0},{"$f":"IF($D405=\"Full\",'Failure Persistence Storage'!GB405,0)","v":0},{"$f":"IF($D405=\"Full\",'Failure Persistence Storage'!GE405,0)","v":0},{"$f":"IF($D405=\"Full\",'Failure Persistence Storage'!GF405,0)","v":0},{"$f":"IF($D405=\"Full\",'Failure Persistence Storage'!GI405,0)","v":0},{"$f":"IF($D405=\"Full\",'Failure Persistence Storage'!GJ405,0)","v":0},{"$f":"IF($D405=\"Full\",'Failure Persistence Storage'!GM405,0)","v":0},{"$f":"IF($D405=\"Full\",'Failure Persistence Storage'!GN405,0)","v":0},{"$f":"IF($D405=\"Full\",'Failure Persistence Storage'!GQ405,0)","v":0},{"$f":"IF($D405=\"Full\",'Failure Persistence Storage'!GR405,0)","v":0},{"$f":"IF($D405=\"Full\",'Failure Persistence Storage'!GU405,0)","v":0},{"$f":"IF($D405=\"Full\",'Failure Persistence Storage'!GV405,0)","v":0},{"$f":"IF($D405=\"Full\",'Failure Persistence Storage'!GY405,0)","v":0},{"$f":"IF($D405=\"Full\",'Failure Persistence Storage'!GZ405,0)","v":0},{"$f":"IF($D405=\"Full\",'Failure Persistence Storage'!HC405,0)","v":0},{"$f":"IF($D405=\"Full\",'Failure Persistence Storage'!HD405,0)","v":0},{"$f":"IF($D405=\"Full\",'Failure Persistence Storage'!HG405,0)","v":0},{"$f":"IF($D405=\"Full\",'Failure Persistence Storage'!HH405,0)","v":0},{"$f":"IF($D405=\"Full\",'Failure Persistence Storage'!HK405,0)","v":0},{"$f":"IF($D405=\"Full\",'Failure Persistence Storage'!HL405,0)","v":0},{"$f":"IF($D405=\"Full\",'Failure Persistence Storage'!HO405,0)","v":0}]
[null,null,null,{"$f":"IF($L410=0,\" \",INDIRECT(ADDRESS($L410,COLUMN(D410))))","v":" "},null,null,null,null,null,null,"Row Number",null,null,null,null,null,null,null,null,null,null,null,null,null,null,null,null," "," "," "," "," "," "," "," "," "," "," "," "," "," "," "," "," "," "," "," "," "," "," "," "," "," "," "," "," "," "," "," "," "," "," "," "," "," "," "," "," "," "," "," "," "," "," "," "," "," "," "," "," "," "," "," "," "," "," "," "," "," "," "," "," "," "," "," "," "," "," "," "," "," "," "," "," "," "," "," "," "," "," "," "," "," "," "," "," "," "," "," "," "," "," "," "," "," "," "," "," "," "," "," "," "," "," "," "," "," "," "," "," "," "," "," "," "," "," "," "," "," "," "," "," "," "," "," "," "," "," "," "," "," "," "," "," "," "," "," "," "," "," "," "," "," "," "," "," "," "," "," "," "," "," "," "," "," "," "," "," "," "," "," "," "," "," "," "," "," "," "," "," "," "," "," "," "," "," "," "," "," "," "," "," "," "," "," "," "," "," "," "," "," "," "," ",null,{"$f":"IF($D410=\"Full\",'Failure Persistence Storage'!AB410,0)","v":0},{"$f":"IF($D410=\"Full\",'Failure Persistence Storage'!AE410,0)","v":0},{"$f":"IF($D410=\"Full\",'Failure Persistence Storage'!AF410,0)","v":0},{"$f":"IF($D410=\"Full\",'Failure Persistence Storage'!AI410,0)","v":0},{"$f":"IF($D410=\"Full\",'Failure Persistence Storage'!AJ410,0)","v":0},{"$f":"IF($D410=\"Full\",'Failure Persistence Storage'!AM410,0)","v":0},{"$f":"IF($D410=\"Full\",'Failure Persistence Storage'!AN410,0)","v":0},{"$f":"IF($D410=\"Full\",'Failure Persistence Storage'!AQ410,0)","v":0},{"$f":"IF($D410=\"Full\",'Failure Persistence Storage'!AR410,0)","v":0},{"$f":"IF($D410=\"Full\",'Failure Persistence Storage'!AU410,0)","v":0},{"$f":"IF($D410=\"Full\",'Failure Persistence Storage'!AV410,0)","v":0},{"$f":"IF($D410=\"Full\",'Failure Persistence Storage'!AY410,0)","v":0},{"$f":"IF($D410=\"Full\",'Failure Persistence Storage'!AZ410,0)","v":0},{"$f":"IF($D410=\"Full\",'Failure Persistence Storage'!BC410,0)","v":0},{"$f":"IF($D410=\"Full\",'Failure Persistence Storage'!BD410,0)","v":0},{"$f":"IF($D410=\"Full\",'Failure Persistence Storage'!BG410,0)","v":0},{"$f":"IF($D410=\"Full\",'Failure Persistence Storage'!BH410,0)","v":0},{"$f":"IF($D410=\"Full\",'Failure Persistence Storage'!BK410,0)","v":0},{"$f":"IF($D410=\"Full\",'Failure Persistence Storage'!BL410,0)","v":0},{"$f":"IF($D410=\"Full\",'Failure Persistence Storage'!BO410,0)","v":0},{"$f":"IF($D410=\"Full\",'Failure Persistence Storage'!BP410,0)","v":0},{"$f":"IF($D410=\"Full\",'Failure Persistence Storage'!BS410,0)","v":0},{"$f":"IF($D410=\"Full\",'Failure Persistence Storage'!BT410,0)","v":0},{"$f":"IF($D410=\"Full\",'Failure Persistence Storage'!BW410,0)","v":0},{"$f":"IF($D410=\"Full\",'Failure Persistence Storage'!BX410,0)","v":0},{"$f":"IF($D410=\"Full\",'Failure Persistence Storage'!CA410,0)","v":0},{"$f":"IF($D410=\"Full\",'Failure Persistence Storage'!CB410,0)","v":0},{"$f":"IF($D410=\"Full\",'Failure Persistence Storage'!CE410,0)","v":0},{"$f":"IF($D410=\"Full\",'Failure Persistence Storage'!CF410,0)","v":0},{"$f":"IF($D410=\"Full\",'Failure Persistence Storage'!CI410,0)","v":0},{"$f":"IF($D410=\"Full\",'Failure Persistence Storage'!CJ410,0)","v":0},{"$f":"IF($D410=\"Full\",'Failure Persistence Storage'!CM410,0)","v":0},{"$f":"IF($D410=\"Full\",'Failure Persistence Storage'!CN410,0)","v":0},{"$f":"IF($D410=\"Full\",'Failure Persistence Storage'!CQ410,0)","v":0},{"$f":"IF($D410=\"Full\",'Failure Persistence Storage'!CR410,0)","v":0},{"$f":"IF($D410=\"Full\",'Failure Persistence Storage'!CU410,0)","v":0},{"$f":"IF($D410=\"Full\",'Failure Persistence Storage'!CV410,0)","v":0},{"$f":"IF($D410=\"Full\",'Failure Persistence Storage'!CY410,0)","v":0},{"$f":"IF($D410=\"Full\",'Failure Persistence Storage'!CZ410,0)","v":0},{"$f":"IF($D410=\"Full\",'Failure Persistence Storage'!DC410,0)","v":0},{"$f":"IF($D410=\"Full\",'Failure Persistence Storage'!DD410,0)","v":0},{"$f":"IF($D410=\"Full\",'Failure Persistence Storage'!DG410,0)","v":0},{"$f":"IF($D410=\"Full\",'Failure Persistence Storage'!DH410,0)","v":0},{"$f":"IF($D410=\"Full\",'Failure Persistence Storage'!DK410,0)","v":0},{"$f":"IF($D410=\"Full\",'Failure Persistence Storage'!DL410,0)","v":0},{"$f":"IF($D410=\"Full\",'Failure Persistence Storage'!DO410,0)","v":0},{"$f":"IF($D410=\"Full\",'Failure Persistence Storage'!DP410,0)","v":0},{"$f":"IF($D410=\"Full\",'Failure Persistence Storage'!DS410,0)","v":0},{"$f":"IF($D410=\"Full\",'Failure Persistence Storage'!DT410,0)","v":0},{"$f":"IF($D410=\"Full\",'Failure Persistence Storage'!DW410,0)","v":0},{"$f":"IF($D410=\"Full\",'Failure Persistence Storage'!DX410,0)","v":0},{"$f":"IF($D410=\"Full\",'Failure Persistence Storage'!EA410,0)","v":0},{"$f":"IF($D410=\"Full\",'Failure Persistence Storage'!EB410,0)","v":0},{"$f":"IF($D410=\"Full\",'Failure Persistence Storage'!EE410,0)","v":0},{"$f":"IF($D410=\"Full\",'Failure Persistence Storage'!EF410,0)","v":0},{"$f":"IF($D410=\"Full\",'Failure Persistence Storage'!EI410,0)","v":0},{"$f":"IF($D410=\"Full\",'Failure Persistence Storage'!EJ410,0)","v":0},{"$f":"IF($D410=\"Full\",'Failure Persistence Storage'!EM410,0)","v":0},{"$f":"IF($D410=\"Full\",'Failure Persistence Storage'!EN410,0)","v":0},{"$f":"IF($D410=\"Full\",'Failure Persistence Storage'!EQ410,0)","v":0},{"$f":"IF($D410=\"Full\",'Failure Persistence Storage'!ER410,0)","v":0},{"$f":"IF($D410=\"Full\",'Failure Persistence Storage'!EU410,0)","v":0},{"$f":"IF($D410=\"Full\",'Failure Persistence Storage'!EV410,0)","v":0},{"$f":"IF($D410=\"Full\",'Failure Persistence Storage'!EY410,0)","v":0},{"$f":"IF($D410=\"Full\",'Failure Persistence Storage'!EZ410,0)","v":0},{"$f":"IF($D410=\"Full\",'Failure Persistence Storage'!FC410,0)","v":0},{"$f":"IF($D410=\"Full\",'Failure Persistence Storage'!FD410,0)","v":0},{"$f":"IF($D410=\"Full\",'Failure Persistence Storage'!FG410,0)","v":0},{"$f":"IF($D410=\"Full\",'Failure Persistence Storage'!FH410,0)","v":0},{"$f":"IF($D410=\"Full\",'Failure Persistence Storage'!FK410,0)","v":0},{"$f":"IF($D410=\"Full\",'Failure Persistence Storage'!FL410,0)","v":0},{"$f":"IF($D410=\"Full\",'Failure Persistence Storage'!FO410,0)","v":0},{"$f":"IF($D410=\"Full\",'Failure Persistence Storage'!FP410,0)","v":0},{"$f":"IF($D410=\"Full\",'Failure Persistence Storage'!FS410,0)","v":0},{"$f":"IF($D410=\"Full\",'Failure Persistence Storage'!FT410,0)","v":0},{"$f":"IF($D410=\"Full\",'Failure Persistence Storage'!FW410,0)","v":0},{"$f":"IF($D410=\"Full\",'Failure Persistence Storage'!FX410,0)","v":0},{"$f":"IF($D410=\"Full\",'Failure Persistence Storage'!GA410,0)","v":0},{"$f":"IF($D410=\"Full\",'Failure Persistence Storage'!GB410,0)","v":0},{"$f":"IF($D410=\"Full\",'Failure Persistence Storage'!GE410,0)","v":0},{"$f":"IF($D410=\"Full\",'Failure Persistence Storage'!GF410,0)","v":0},{"$f":"IF($D410=\"Full\",'Failure Persistence Storage'!GI410,0)","v":0},{"$f":"IF($D410=\"Full\",'Failure Persistence Storage'!GJ410,0)","v":0},{"$f":"IF($D410=\"Full\",'Failure Persistence Storage'!GM410,0)","v":0},{"$f":"IF($D410=\"Full\",'Failure Persistence Storage'!GN410,0)","v":0},{"$f":"IF($D410=\"Full\",'Failure Persistence Storage'!GQ410,0)","v":0},{"$f":"IF($D410=\"Full\",'Failure Persistence Storage'!GR410,0)","v":0},{"$f":"IF($D410=\"Full\",'Failure Persistence Storage'!GU410,0)","v":0},{"$f":"IF($D410=\"Full\",'Failure Persistence Storage'!GV410,0)","v":0},{"$f":"IF($D410=\"Full\",'Failure Persistence Storage'!GY410,0)","v":0},{"$f":"IF($D410=\"Full\",'Failure Persistence Storage'!GZ410,0)","v":0},{"$f":"IF($D410=\"Full\",'Failure Persistence Storage'!HC410,0)","v":0},{"$f":"IF($D410=\"Full\",'Failure Persistence Storage'!HD410,0)","v":0},{"$f":"IF($D410=\"Full\",'Failure Persistence Storage'!HG410,0)","v":0},{"$f":"IF($D410=\"Full\",'Failure Persistence Storage'!HH410,0)","v":0},{"$f":"IF($D410=\"Full\",'Failure Persistence Storage'!HK410,0)","v":0},{"$f":"IF($D410=\"Full\",'Failure Persistence Storage'!HL410,0)","v":0},{"$f":"IF($D410=\"Full\",'Failure Persistence Storage'!HO410,0)","v":0}]
[null,null,null,{"$f":"IF($L414=0,\" \",INDIRECT(ADDRESS($L414,COLUMN(D414))))","v":" "},null,null,null,null,null,null,"Row Number",null,null,null,null,null,null,null,null,null,null,null,null,null,null,null,null," "," "," "," "," "," "," "," "," "," "," "," "," "," "," "," "," "," "," "," "," "," "," "," "," "," "," "," "," "," "," "," "," "," "," "," "," "," "," "," "," "," "," "," "," "," "," "," "," "," "," "," "," "," "," "," "," "," "," "," "," "," "," "," "," "," "," "," "," "," "," "," "," "," "," "," "," "," "," "," "," "," "," "," "," "," "," "," "," "," "," "," "," "," "," "," "," "," "," "," "," "," "," "," "," "," "," "," "," "," "," "," "," "," "," "," "," "," "," "," "," "," "," "," "," "," "," "," "," "," "," "," "," "," "," "," "," "," "," "," "," "," "," "," "," "," "," "," "," "," "," "," "," "," "," "," "," "," "," "," "," "," "," "," "," "," "," "," "," "," "," "," "," "," "," "," "," "," "," "," "," "," "," "," "," "," "," "," "," "," "," "," "," "," "," "," ",null,{"$f":"IF($D414=\"Full\",'Failure Persistence Storage'!AB414,0)","v":0},{"$f":"IF($D414=\"Full\",'Failure Persistence Storage'!AE414,0)","v":0},{"$f":"IF($D414=\"Full\",'Failure Persistence Storage'!AF414,0)","v":0},{"$f":"IF($D414=\"Full\",'Failure Persistence Storage'!AI414,0)","v":0},{"$f":"IF($D414=\"Full\",'Failure Persistence Storage'!AJ414,0)","v":0},{"$f":"IF($D414=\"Full\",'Failure Persistence Storage'!AM414,0)","v":0},{"$f":"IF($D414=\"Full\",'Failure Persistence Storage'!AN414,0)","v":0},{"$f":"IF($D414=\"Full\",'Failure Persistence Storage'!AQ414,0)","v":0},{"$f":"IF($D414=\"Full\",'Failure Persistence Storage'!AR414,0)","v":0},{"$f":"IF($D414=\"Full\",'Failure Persistence Storage'!AU414,0)","v":0},{"$f":"IF($D414=\"Full\",'Failure Persistence Storage'!AV414,0)","v":0},{"$f":"IF($D414=\"Full\",'Failure Persistence Storage'!AY414,0)","v":0},{"$f":"IF($D414=\"Full\",'Failure Persistence Storage'!AZ414,0)","v":0},{"$f":"IF($D414=\"Full\",'Failure Persistence Storage'!BC414,0)","v":0},{"$f":"IF($D414=\"Full\",'Failure Persistence Storage'!BD414,0)","v":0},{"$f":"IF($D414=\"Full\",'Failure Persistence Storage'!BG414,0)","v":0},{"$f":"IF($D414=\"Full\",'Failure Persistence Storage'!BH414,0)","v":0},{"$f":"IF($D414=\"Full\",'Failure Persistence Storage'!BK414,0)","v":0},{"$f":"IF($D414=\"Full\",'Failure Persistence Storage'!BL414,0)","v":0},{"$f":"IF($D414=\"Full\",'Failure Persistence Storage'!BO414,0)","v":0},{"$f":"IF($D414=\"Full\",'Failure Persistence Storage'!BP414,0)","v":0},{"$f":"IF($D414=\"Full\",'Failure Persistence Storage'!BS414,0)","v":0},{"$f":"IF($D414=\"Full\",'Failure Persistence Storage'!BT414,0)","v":0},{"$f":"IF($D414=\"Full\",'Failure Persistence Storage'!BW414,0)","v":0},{"$f":"IF($D414=\"Full\",'Failure Persistence Storage'!BX414,0)","v":0},{"$f":"IF($D414=\"Full\",'Failure Persistence Storage'!CA414,0)","v":0},{"$f":"IF($D414=\"Full\",'Failure Persistence Storage'!CB414,0)","v":0},{"$f":"IF($D414=\"Full\",'Failure Persistence Storage'!CE414,0)","v":0},{"$f":"IF($D414=\"Full\",'Failure Persistence Storage'!CF414,0)","v":0},{"$f":"IF($D414=\"Full\",'Failure Persistence Storage'!CI414,0)","v":0},{"$f":"IF($D414=\"Full\",'Failure Persistence Storage'!CJ414,0)","v":0},{"$f":"IF($D414=\"Full\",'Failure Persistence Storage'!CM414,0)","v":0},{"$f":"IF($D414=\"Full\",'Failure Persistence Storage'!CN414,0)","v":0},{"$f":"IF($D414=\"Full\",'Failure Persistence Storage'!CQ414,0)","v":0},{"$f":"IF($D414=\"Full\",'Failure Persistence Storage'!CR414,0)","v":0},{"$f":"IF($D414=\"Full\",'Failure Persistence Storage'!CU414,0)","v":0},{"$f":"IF($D414=\"Full\",'Failure Persistence Storage'!CV414,0)","v":0},{"$f":"IF($D414=\"Full\",'Failure Persistence Storage'!CY414,0)","v":0},{"$f":"IF($D414=\"Full\",'Failure Persistence Storage'!CZ414,0)","v":0},{"$f":"IF($D414=\"Full\",'Failure Persistence Storage'!DC414,0)","v":0},{"$f":"IF($D414=\"Full\",'Failure Persistence Storage'!DD414,0)","v":0},{"$f":"IF($D414=\"Full\",'Failure Persistence Storage'!DG414,0)","v":0},{"$f":"IF($D414=\"Full\",'Failure Persistence Storage'!DH414,0)","v":0},{"$f":"IF($D414=\"Full\",'Failure Persistence Storage'!DK414,0)","v":0},{"$f":"IF($D414=\"Full\",'Failure Persistence Storage'!DL414,0)","v":0},{"$f":"IF($D414=\"Full\",'Failure Persistence Storage'!DO414,0)","v":0},{"$f":"IF($D414=\"Full\",'Failure Persistence Storage'!DP414,0)","v":0},{"$f":"IF($D414=\"Full\",'Failure Persistence Storage'!DS414,0)","v":0},{"$f":"IF($D414=\"Full\",'Failure Persistence Storage'!DT414,0)","v":0},{"$f":"IF($D414=\"Full\",'Failure Persistence Storage'!DW414,0)","v":0},{"$f":"IF($D414=\"Full\",'Failure Persistence Storage'!DX414,0)","v":0},{"$f":"IF($D414=\"Full\",'Failure Persistence Storage'!EA414,0)","v":0},{"$f":"IF($D414=\"Full\",'Failure Persistence Storage'!EB414,0)","v":0},{"$f":"IF($D414=\"Full\",'Failure Persistence Storage'!EE414,0)","v":0},{"$f":"IF($D414=\"Full\",'Failure Persistence Storage'!EF414,0)","v":0},{"$f":"IF($D414=\"Full\",'Failure Persistence Storage'!EI414,0)","v":0},{"$f":"IF($D414=\"Full\",'Failure Persistence Storage'!EJ414,0)","v":0},{"$f":"IF($D414=\"Full\",'Failure Persistence Storage'!EM414,0)","v":0},{"$f":"IF($D414=\"Full\",'Failure Persistence Storage'!EN414,0)","v":0},{"$f":"IF($D414=\"Full\",'Failure Persistence Storage'!EQ414,0)","v":0},{"$f":"IF($D414=\"Full\",'Failure Persistence Storage'!ER414,0)","v":0},{"$f":"IF($D414=\"Full\",'Failure Persistence Storage'!EU414,0)","v":0},{"$f":"IF($D414=\"Full\",'Failure Persistence Storage'!EV414,0)","v":0},{"$f":"IF($D414=\"Full\",'Failure Persistence Storage'!EY414,0)","v":0},{"$f":"IF($D414=\"Full\",'Failure Persistence Storage'!EZ414,0)","v":0},{"$f":"IF($D414=\"Full\",'Failure Persistence Storage'!FC414,0)","v":0},{"$f":"IF($D414=\"Full\",'Failure Persistence Storage'!FD414,0)","v":0},{"$f":"IF($D414=\"Full\",'Failure Persistence Storage'!FG414,0)","v":0},{"$f":"IF($D414=\"Full\",'Failure Persistence Storage'!FH414,0)","v":0},{"$f":"IF($D414=\"Full\",'Failure Persistence Storage'!FK414,0)","v":0},{"$f":"IF($D414=\"Full\",'Failure Persistence Storage'!FL414,0)","v":0},{"$f":"IF($D414=\"Full\",'Failure Persistence Storage'!FO414,0)","v":0},{"$f":"IF($D414=\"Full\",'Failure Persistence Storage'!FP414,0)","v":0},{"$f":"IF($D414=\"Full\",'Failure Persistence Storage'!FS414,0)","v":0},{"$f":"IF($D414=\"Full\",'Failure Persistence Storage'!FT414,0)","v":0},{"$f":"IF($D414=\"Full\",'Failure Persistence Storage'!FW414,0)","v":0},{"$f":"IF($D414=\"Full\",'Failure Persistence Storage'!FX414,0)","v":0},{"$f":"IF($D414=\"Full\",'Failure Persistence Storage'!GA414,0)","v":0},{"$f":"IF($D414=\"Full\",'Failure Persistence Storage'!GB414,0)","v":0},{"$f":"IF($D414=\"Full\",'Failure Persistence Storage'!GE414,0)","v":0},{"$f":"IF($D414=\"Full\",'Failure Persistence Storage'!GF414,0)","v":0},{"$f":"IF($D414=\"Full\",'Failure Persistence Storage'!GI414,0)","v":0},{"$f":"IF($D414=\"Full\",'Failure Persistence Storage'!GJ414,0)","v":0},{"$f":"IF($D414=\"Full\",'Failure Persistence Storage'!GM414,0)","v":0},{"$f":"IF($D414=\"Full\",'Failure Persistence Storage'!GN414,0)","v":0},{"$f":"IF($D414=\"Full\",'Failure Persistence Storage'!GQ414,0)","v":0},{"$f":"IF($D414=\"Full\",'Failure Persistence Storage'!GR414,0)","v":0},{"$f":"IF($D414=\"Full\",'Failure Persistence Storage'!GU414,0)","v":0},{"$f":"IF($D414=\"Full\",'Failure Persistence Storage'!GV414,0)","v":0},{"$f":"IF($D414=\"Full\",'Failure Persistence Storage'!GY414,0)","v":0},{"$f":"IF($D414=\"Full\",'Failure Persistence Storage'!GZ414,0)","v":0},{"$f":"IF($D414=\"Full\",'Failure Persistence Storage'!HC414,0)","v":0},{"$f":"IF($D414=\"Full\",'Failure Persistence Storage'!HD414,0)","v":0},{"$f":"IF($D414=\"Full\",'Failure Persistence Storage'!HG414,0)","v":0},{"$f":"IF($D414=\"Full\",'Failure Persistence Storage'!HH414,0)","v":0},{"$f":"IF($D414=\"Full\",'Failure Persistence Storage'!HK414,0)","v":0},{"$f":"IF($D414=\"Full\",'Failure Persistence Storage'!HL414,0)","v":0},{"$f":"IF($D414=\"Full\",'Failure Persistence Storage'!HO414,0)","v":0}]
[null,null,null,{"$f":"IF($L419=0,\" \",INDIRECT(ADDRESS($L419,COLUMN(D419))))","v":" "},null,null,null,null,null,null,"Row Number",null,null,null,null,null,null,null,null,null,null,null,null,null,null,null,null," "," "," "," "," "," "," "," "," "," "," "," "," "," "," "," "," "," "," "," "," "," "," "," "," "," "," "," "," "," "," "," "," "," "," "," "," "," "," "," "," "," "," "," "," "," "," "," "," "," "," "," "," "," "," "," "," "," "," "," "," "," "," "," "," "," "," "," "," "," "," "," "," "," "," "," "," "," "," "," "," "," "," "," "," "," "," "," "," "," "," "," "," "," "," "," "," "," "," "," "," "," "," "," "," "," "," "," "," "," "," "," "," "," "," "," "," "," "," "," "," "," "," "," "," "," "," "," "," "," "," "," "," "," "," "," "," "," "," "," "," "," "," "," "," "," "," "," "," "," "," "," "," "," "," "," "," "," "," "," "," "," "," "," "," "," "," "," "," "," "," "," "," "," "," "," "," "," "," "," "," "," "," "," "," "," "," "," "," "," "," "," "," "," "," "," ",null,{"$f":"IF($D419=\"Full\",'Failure Persistence Storage'!AB419,0)","v":0},{"$f":"IF($D419=\"Full\",'Failure Persistence Storage'!AE419,0)","v":0},{"$f":"IF($D419=\"Full\",'Failure Persistence Storage'!AF419,0)","v":0},{"$f":"IF($D419=\"Full\",'Failure Persistence Storage'!AI419,0)","v":0},{"$f":"IF($D419=\"Full\",'Failure Persistence Storage'!AJ419,0)","v":0},{"$f":"IF($D419=\"Full\",'Failure Persistence Storage'!AM419,0)","v":0},{"$f":"IF($D419=\"Full\",'Failure Persistence Storage'!AN419,0)","v":0},{"$f":"IF($D419=\"Full\",'Failure Persistence Storage'!AQ419,0)","v":0},{"$f":"IF($D419=\"Full\",'Failure Persistence Storage'!AR419,0)","v":0},{"$f":"IF($D419=\"Full\",'Failure Persistence Storage'!AU419,0)","v":0},{"$f":"IF($D419=\"Full\",'Failure Persistence Storage'!AV419,0)","v":0},{"$f":"IF($D419=\"Full\",'Failure Persistence Storage'!AY419,0)","v":0},{"$f":"IF($D419=\"Full\",'Failure Persistence Storage'!AZ419,0)","v":0},{"$f":"IF($D419=\"Full\",'Failure Persistence Storage'!BC419,0)","v":0},{"$f":"IF($D419=\"Full\",'Failure Persistence Storage'!BD419,0)","v":0},{"$f":"IF($D419=\"Full\",'Failure Persistence Storage'!BG419,0)","v":0},{"$f":"IF($D419=\"Full\",'Failure Persistence Storage'!BH419,0)","v":0},{"$f":"IF($D419=\"Full\",'Failure Persistence Storage'!BK419,0)","v":0},{"$f":"IF($D419=\"Full\",'Failure Persistence Storage'!BL419,0)","v":0},{"$f":"IF($D419=\"Full\",'Failure Persistence Storage'!BO419,0)","v":0},{"$f":"IF($D419=\"Full\",'Failure Persistence Storage'!BP419,0)","v":0},{"$f":"IF($D419=\"Full\",'Failure Persistence Storage'!BS419,0)","v":0},{"$f":"IF($D419=\"Full\",'Failure Persistence Storage'!BT419,0)","v":0},{"$f":"IF($D419=\"Full\",'Failure Persistence Storage'!BW419,0)","v":0},{"$f":"IF($D419=\"Full\",'Failure Persistence Storage'!BX419,0)","v":0},{"$f":"IF($D419=\"Full\",'Failure Persistence Storage'!CA419,0)","v":0},{"$f":"IF($D419=\"Full\",'Failure Persistence Storage'!CB419,0)","v":0},{"$f":"IF($D419=\"Full\",'Failure Persistence Storage'!CE419,0)","v":0},{"$f":"IF($D419=\"Full\",'Failure Persistence Storage'!CF419,0)","v":0},{"$f":"IF($D419=\"Full\",'Failure Persistence Storage'!CI419,0)","v":0},{"$f":"IF($D419=\"Full\",'Failure Persistence Storage'!CJ419,0)","v":0},{"$f":"IF($D419=\"Full\",'Failure Persistence Storage'!CM419,0)","v":0},{"$f":"IF($D419=\"Full\",'Failure Persistence Storage'!CN419,0)","v":0},{"$f":"IF($D419=\"Full\",'Failure Persistence Storage'!CQ419,0)","v":0},{"$f":"IF($D419=\"Full\",'Failure Persistence Storage'!CR419,0)","v":0},{"$f":"IF($D419=\"Full\",'Failure Persistence Storage'!CU419,0)","v":0},{"$f":"IF($D419=\"Full\",'Failure Persistence Storage'!CV419,0)","v":0},{"$f":"IF($D419=\"Full\",'Failure Persistence Storage'!CY419,0)","v":0},{"$f":"IF($D419=\"Full\",'Failure Persistence Storage'!CZ419,0)","v":0},{"$f":"IF($D419=\"Full\",'Failure Persistence Storage'!DC419,0)","v":0},{"$f":"IF($D419=\"Full\",'Failure Persistence Storage'!DD419,0)","v":0},{"$f":"IF($D419=\"Full\",'Failure Persistence Storage'!DG419,0)","v":0},{"$f":"IF($D419=\"Full\",'Failure Persistence Storage'!DH419,0)","v":0},{"$f":"IF($D419=\"Full\",'Failure Persistence Storage'!DK419,0)","v":0},{"$f":"IF($D419=\"Full\",'Failure Persistence Storage'!DL419,0)","v":0},{"$f":"IF($D419=\"Full\",'Failure Persistence Storage'!DO419,0)","v":0},{"$f":"IF($D419=\"Full\",'Failure Persistence Storage'!DP419,0)","v":0},{"$f":"IF($D419=\"Full\",'Failure Persistence Storage'!DS419,0)","v":0},{"$f":"IF($D419=\"Full\",'Failure Persistence Storage'!DT419,0)","v":0},{"$f":"IF($D419=\"Full\",'Failure Persistence Storage'!DW419,0)","v":0},{"$f":"IF($D419=\"Full\",'Failure Persistence Storage'!DX419,0)","v":0},{"$f":"IF($D419=\"Full\",'Failure Persistence Storage'!EA419,0)","v":0},{"$f":"IF($D419=\"Full\",'Failure Persistence Storage'!EB419,0)","v":0},{"$f":"IF($D419=\"Full\",'Failure Persistence Storage'!EE419,0)","v":0},{"$f":"IF($D419=\"Full\",'Failure Persistence Storage'!EF419,0)","v":0},{"$f":"IF($D419=\"Full\",'Failure Persistence Storage'!EI419,0)","v":0},{"$f":"IF($D419=\"Full\",'Failure Persistence Storage'!EJ419,0)","v":0},{"$f":"IF($D419=\"Full\",'Failure Persistence Storage'!EM419,0)","v":0},{"$f":"IF($D419=\"Full\",'Failure Persistence Storage'!EN419,0)","v":0},{"$f":"IF($D419=\"Full\",'Failure Persistence Storage'!EQ419,0)","v":0},{"$f":"IF($D419=\"Full\",'Failure Persistence Storage'!ER419,0)","v":0},{"$f":"IF($D419=\"Full\",'Failure Persistence Storage'!EU419,0)","v":0},{"$f":"IF($D419=\"Full\",'Failure Persistence Storage'!EV419,0)","v":0},{"$f":"IF($D419=\"Full\",'Failure Persistence Storage'!EY419,0)","v":0},{"$f":"IF($D419=\"Full\",'Failure Persistence Storage'!EZ419,0)","v":0},{"$f":"IF($D419=\"Full\",'Failure Persistence Storage'!FC419,0)","v":0},{"$f":"IF($D419=\"Full\",'Failure Persistence Storage'!FD419,0)","v":0},{"$f":"IF($D419=\"Full\",'Failure Persistence Storage'!FG419,0)","v":0},{"$f":"IF($D419=\"Full\",'Failure Persistence Storage'!FH419,0)","v":0},{"$f":"IF($D419=\"Full\",'Failure Persistence Storage'!FK419,0)","v":0},{"$f":"IF($D419=\"Full\",'Failure Persistence Storage'!FL419,0)","v":0},{"$f":"IF($D419=\"Full\",'Failure Persistence Storage'!FO419,0)","v":0},{"$f":"IF($D419=\"Full\",'Failure Persistence Storage'!FP419,0)","v":0},{"$f":"IF($D419=\"Full\",'Failure Persistence Storage'!FS419,0)","v":0},{"$f":"IF($D419=\"Full\",'Failure Persistence Storage'!FT419,0)","v":0},{"$f":"IF($D419=\"Full\",'Failure Persistence Storage'!FW419,0)","v":0},{"$f":"IF($D419=\"Full\",'Failure Persistence Storage'!FX419,0)","v":0},{"$f":"IF($D419=\"Full\",'Failure Persistence Storage'!GA419,0)","v":0},{"$f":"IF($D419=\"Full\",'Failure Persistence Storage'!GB419,0)","v":0},{"$f":"IF($D419=\"Full\",'Failure Persistence Storage'!GE419,0)","v":0},{"$f":"IF($D419=\"Full\",'Failure Persistence Storage'!GF419,0)","v":0},{"$f":"IF($D419=\"Full\",'Failure Persistence Storage'!GI419,0)","v":0},{"$f":"IF($D419=\"Full\",'Failure Persistence Storage'!GJ419,0)","v":0},{"$f":"IF($D419=\"Full\",'Failure Persistence Storage'!GM419,0)","v":0},{"$f":"IF($D419=\"Full\",'Failure Persistence Storage'!GN419,0)","v":0},{"$f":"IF($D419=\"Full\",'Failure Persistence Storage'!GQ419,0)","v":0},{"$f":"IF($D419=\"Full\",'Failure Persistence Storage'!GR419,0)","v":0},{"$f":"IF($D419=\"Full\",'Failure Persistence Storage'!GU419,0)","v":0},{"$f":"IF($D419=\"Full\",'Failure Persistence Storage'!GV419,0)","v":0},{"$f":"IF($D419=\"Full\",'Failure Persistence Storage'!GY419,0)","v":0},{"$f":"IF($D419=\"Full\",'Failure Persistence Storage'!GZ419,0)","v":0},{"$f":"IF($D419=\"Full\",'Failure Persistence Storage'!HC419,0)","v":0},{"$f":"IF($D419=\"Full\",'Failure Persistence Storage'!HD419,0)","v":0},{"$f":"IF($D419=\"Full\",'Failure Persistence Storage'!HG419,0)","v":0},{"$f":"IF($D419=\"Full\",'Failure Persistence Storage'!HH419,0)","v":0},{"$f":"IF($D419=\"Full\",'Failure Persistence Storage'!HK419,0)","v":0},{"$f":"IF($D419=\"Full\",'Failure Persistence Storage'!HL419,0)","v":0},{"$f":"IF($D419=\"Full\",'Failure Persistence Storage'!HO419,0)","v":0}]
[null,"Triple Parallel Combination",null,null,null,null,null,null,null,null,null,null,null,null,null,null,null,null,null,null,null,null,null,null,null,null,null,null,null,null,null,null,null,null,null,null,null,null,null,null,null,null,null,null,null,null,null,null,null,null,null,null,null,null,null,null,null,null,null,null,null,null,null,null,null,null,null,null,null,null,null,null,null,null,null,null,null,null,null,null,null,null,null,null,null,null,null,null,null,null,null,null,null,null,null,null,null,null,null,null,null,null,null,null,null,null,null,null,null,null,null,null,null,null,null,null,null,null,null,null,null,null,null,null,null,null,null,null,null,null,null,null,null,null,null,null,null,null,null,null,null,null,null,null,null,null,null,null,null,null,null,null,null,null,null,null,null,null,null,null,null,null,null,null,null,null,null,null,null,null,null,null,null,null,null,null,null,null,null,null,null,null,null,null,null,null,null,null,null,null,null,null,null,null,null,null,null,null,null,null,null,null,null,null,null,null,null,null,null,null,null,null,null,null,null,null,null,null,null,null,null,null,null,null,{"$f":"IF($D422=\"Full\",'Failure Persistence Storage'!AB422,0)","v":0},{"$f":"IF($D422=\"Full\",'Failure Persistence Storage'!AE422,0)","v":0},{"$f":"IF($D422=\"Full\",'Failure Persistence Storage'!AF422,0)","v":0},{"$f":"IF($D422=\"Full\",'Failure Persistence Storage'!AI422,0)","v":0},{"$f":"IF($D422=\"Full\",'Failure Persistence Storage'!AJ422,0)","v":0},{"$f":"IF($D422=\"Full\",'Failure Persistence Storage'!AM422,0)","v":0},{"$f":"IF($D422=\"Full\",'Failure Persistence Storage'!AN422,0)","v":0},{"$f":"IF($D422=\"Full\",'Failure Persistence Storage'!AQ422,0)","v":0},{"$f":"IF($D422=\"Full\",'Failure Persistence Storage'!AR422,0)","v":0},{"$f":"IF($D422=\"Full\",'Failure Persistence Storage'!AU422,0)","v":0},{"$f":"IF($D422=\"Full\",'Failure Persistence Storage'!AV422,0)","v":0},{"$f":"IF($D422=\"Full\",'Failure Persistence Storage'!AY422,0)","v":0},{"$f":"IF($D422=\"Full\",'Failure Persistence Storage'!AZ422,0)","v":0},{"$f":"IF($D422=\"Full\",'Failure Persistence Storage'!BC422,0)","v":0},{"$f":"IF($D422=\"Full\",'Failure Persistence Storage'!BD422,0)","v":0},{"$f":"IF($D422=\"Full\",'Failure Persistence Storage'!BG422,0)","v":0},{"$f":"IF($D422=\"Full\",'Failure Persistence Storage'!BH422,0)","v":0},{"$f":"IF($D422=\"Full\",'Failure Persistence Storage'!BK422,0)","v":0},{"$f":"IF($D422=\"Full\",'Failure Persistence Storage'!BL422,0)","v":0},{"$f":"IF($D422=\"Full\",'Failure Persistence Storage'!BO422,0)","v":0},{"$f":"IF($D422=\"Full\",'Failure Persistence Storage'!BP422,0)","v":0},{"$f":"IF($D422=\"Full\",'Failure Persistence Storage'!BS422,0)","v":0},{"$f":"IF($D422=\"Full\",'Failure Persistence Storage'!BT422,0)","v":0},{"$f":"IF($D422=\"Full\",'Failure Persistence Storage'!BW422,0)","v":0},{"$f":"IF($D422=\"Full\",'Failure Persistence Storage'!BX422,0)","v":0},{"$f":"IF($D422=\"Full\",'Failure Persistence Storage'!CA422,0)","v":0},{"$f":"IF($D422=\"Full\",'Failure Persistence Storage'!CB422,0)","v":0},{"$f":"IF($D422=\"Full\",'Failure Persistence Storage'!CE422,0)","v":0},{"$f":"IF($D422=\"Full\",'Failure Persistence Storage'!CF422,0)","v":0},{"$f":"IF($D422=\"Full\",'Failure Persistence Storage'!CI422,0)","v":0},{"$f":"IF($D422=\"Full\",'Failure Persistence Storage'!CJ422,0)","v":0},{"$f":"IF($D422=\"Full\",'Failure Persistence Storage'!CM422,0)","v":0},{"$f":"IF($D422=\"Full\",'Failure Persistence Storage'!CN422,0)","v":0},{"$f":"IF($D422=\"Full\",'Failure Persistence Storage'!CQ422,0)","v":0},{"$f":"IF($D422=\"Full\",'Failure Persistence Storage'!CR422,0)","v":0},{"$f":"IF($D422=\"Full\",'Failure Persistence Storage'!CU422,0)","v":0},{"$f":"IF($D422=\"Full\",'Failure Persistence Storage'!CV422,0)","v":0},{"$f":"IF($D422=\"Full\",'Failure Persistence Storage'!CY422,0)","v":0},{"$f":"IF($D422=\"Full\",'Failure Persistence Storage'!CZ422,0)","v":0},{"$f":"IF($D422=\"Full\",'Failure Persistence Storage'!DC422,0)","v":0},{"$f":"IF($D422=\"Full\",'Failure Persistence Storage'!DD422,0)","v":0},{"$f":"IF($D422=\"Full\",'Failure Persistence Storage'!DG422,0)","v":0},{"$f":"IF($D422=\"Full\",'Failure Persistence Storage'!DH422,0)","v":0},{"$f":"IF($D422=\"Full\",'Failure Persistence Storage'!DK422,0)","v":0},{"$f":"IF($D422=\"Full\",'Failure Persistence Storage'!DL422,0)","v":0},{"$f":"IF($D422=\"Full\",'Failure Persistence Storage'!DO422,0)","v":0},{"$f":"IF($D422=\"Full\",'Failure Persistence Storage'!DP422,0)","v":0},{"$f":"IF($D422=\"Full\",'Failure Persistence Storage'!DS422,0)","v":0},{"$f":"IF($D422=\"Full\",'Failure Persistence Storage'!DT422,0)","v":0},{"$f":"IF($D422=\"Full\",'Failure Persistence Storage'!DW422,0)","v":0},{"$f":"IF($D422=\"Full\",'Failure Persistence Storage'!DX422,0)","v":0},{"$f":"IF($D422=\"Full\",'Failure Persistence Storage'!EA422,0)","v":0},{"$f":"IF($D422=\"Full\",'Failure Persistence Storage'!EB422,0)","v":0},{"$f":"IF($D422=\"Full\",'Failure Persistence Storage'!EE422,0)","v":0},{"$f":"IF($D422=\"Full\",'Failure Persistence Storage'!EF422,0)","v":0},{"$f":"IF($D422=\"Full\",'Failure Persistence Storage'!EI422,0)","v":0},{"$f":"IF($D422=\"Full\",'Failure Persistence Storage'!EJ422,0)","v":0},{"$f":"IF($D422=\"Full\",'Failure Persistence Storage'!EM422,0)","v":0},{"$f":"IF($D422=\"Full\",'Failure Persistence Storage'!EN422,0)","v":0},{"$f":"IF($D422=\"Full\",'Failure Persistence Storage'!EQ422,0)","v":0},{"$f":"IF($D422=\"Full\",'Failure Persistence Storage'!ER422,0)","v":0},{"$f":"IF($D422=\"Full\",'Failure Persistence Storage'!EU422,0)","v":0},{"$f":"IF($D422=\"Full\",'Failure Persistence Storage'!EV422,0)","v":0},{"$f":"IF($D422=\"Full\",'Failure Persistence Storage'!EY422,0)","v":0},{"$f":"IF($D422=\"Full\",'Failure Persistence Storage'!EZ422,0)","v":0},{"$f":"IF($D422=\"Full\",'Failure Persistence Storage'!FC422,0)","v":0},{"$f":"IF($D422=\"Full\",'Failure Persistence Storage'!FD422,0)","v":0},{"$f":"IF($D422=\"Full\",'Failure Persistence Storage'!FG422,0)","v":0},{"$f":"IF($D422=\"Full\",'Failure Persistence Storage'!FH422,0)","v":0},{"$f":"IF($D422=\"Full\",'Failure Persistence Storage'!FK422,0)","v":0},{"$f":"IF($D422=\"Full\",'Failure Persistence Storage'!FL422,0)","v":0},{"$f":"IF($D422=\"Full\",'Failure Persistence Storage'!FO422,0)","v":0},{"$f":"IF($D422=\"Full\",'Failure Persistence Storage'!FP422,0)","v":0},{"$f":"IF($D422=\"Full\",'Failure Persistence Storage'!FS422,0)","v":0},{"$f":"IF($D422=\"Full\",'Failure Persistence Storage'!FT422,0)","v":0},{"$f":"IF($D422=\"Full\",'Failure Persistence Storage'!FW422,0)","v":0},{"$f":"IF($D422=\"Full\",'Failure Persistence Storage'!FX422,0)","v":0},{"$f":"IF($D422=\"Full\",'Failure Persistence Storage'!GA422,0)","v":0},{"$f":"IF($D422=\"Full\",'Failure Persistence Storage'!GB422,0)","v":0},{"$f":"IF($D422=\"Full\",'Failure Persistence Storage'!GE422,0)","v":0},{"$f":"IF($D422=\"Full\",'Failure Persistence Storage'!GF422,0)","v":0},{"$f":"IF($D422=\"Full\",'Failure Persistence Storage'!GI422,0)","v":0},{"$f":"IF($D422=\"Full\",'Failure Persistence Storage'!GJ422,0)","v":0},{"$f":"IF($D422=\"Full\",'Failure Persistence Storage'!GM422,0)","v":0},{"$f":"IF($D422=\"Full\",'Failure Persistence Storage'!GN422,0)","v":0},{"$f":"IF($D422=\"Full\",'Failure Persistence Storage'!GQ422,0)","v":0},{"$f":"IF($D422=\"Full\",'Failure Persistence Storage'!GR422,0)","v":0},{"$f":"IF($D422=\"Full\",'Failure Persistence Storage'!GU422,0)","v":0},{"$f":"IF($D422=\"Full\",'Failure Persistence Storage'!GV422,0)","v":0},{"$f":"IF($D422=\"Full\",'Failure Persistence Storage'!GY422,0)","v":0},{"$f":"IF($D422=\"Full\",'Failure Persistence Storage'!GZ422,0)","v":0},{"$f":"IF($D422=\"Full\",'Failure Persistence Storage'!HC422,0)","v":0},{"$f":"IF($D422=\"Full\",'Failure Persistence Storage'!HD422,0)","v":0},{"$f":"IF($D422=\"Full\",'Failure Persistence Storage'!HG422,0)","v":0},{"$f":"IF($D422=\"Full\",'Failure Persistence Storage'!HH422,0)","v":0},{"$f":"IF($D422=\"Full\",'Failure Persistence Storage'!HK422,0)","v":0},{"$f":"IF($D422=\"Full\",'Failure Persistence Storage'!HL422,0)","v":0},{"$f":"IF($D422=\"Full\",'Failure Persistence Storage'!HO422,0)","v":0}]
[null,null,null,{"$f":"IF($L424=0,\" \",INDIRECT(ADDRESS($L424,COLUMN(D424))))","v":" "},null,null,null,null,null,null,"Row Number",null,null,null,null,null,null,null,null,null,null,null,null,null,null,null,null," "," "," "," "," "," "," "," "," "," "," "," "," "," "," "," "," "," "," "," "," "," "," "," "," "," "," "," "," "," "," "," "," "," "," "," "," "," "," "," "," "," "," "," "," "," "," "," "," "," "," "," "," "," "," "," "," "," "," "," "," "," "," "," "," "," "," "," "," "," "," "," "," "," "," "," "," "," "," "," "," "," "," "," "," "," "," "," "," "," "," "," "," "," "," "," "," "," "," "," "," "," "," "," "," "," "," "," "," "," "," "," "," "," "," "," "," "," "," "," "," "," "," "," "," "," "," "," "," "," "," "," "," "," "," "," "," "," "," "," "," "," "," "," "," "," "," "," "," "," "," "," "," "," "," "," "," "," "," "," "," "," "," "," "," "," "," "," "," "," "," "," "," "," "," "," "," "," "," "," "," "," "," "," "," "," "," "," "," "," "," "," "," "," "," "," ",null,{"$f":"IF($D424=\"Full\",'Failure Persistence Storage'!AB424,0)","v":0},{"$f":"IF($D424=\"Full\",'Failure Persistence Storage'!AE424,0)","v":0},{"$f":"IF($D424=\"Full\",'Failure Persistence Storage'!AF424,0)","v":0},{"$f":"IF($D424=\"Full\",'Failure Persistence Storage'!AI424,0)","v":0},{"$f":"IF($D424=\"Full\",'Failure Persistence Storage'!AJ424,0)","v":0},{"$f":"IF($D424=\"Full\",'Failure Persistence Storage'!AM424,0)","v":0},{"$f":"IF($D424=\"Full\",'Failure Persistence Storage'!AN424,0)","v":0},{"$f":"IF($D424=\"Full\",'Failure Persistence Storage'!AQ424,0)","v":0},{"$f":"IF($D424=\"Full\",'Failure Persistence Storage'!AR424,0)","v":0},{"$f":"IF($D424=\"Full\",'Failure Persistence Storage'!AU424,0)","v":0},{"$f":"IF($D424=\"Full\",'Failure Persistence Storage'!AV424,0)","v":0},{"$f":"IF($D424=\"Full\",'Failure Persistence Storage'!AY424,0)","v":0},{"$f":"IF($D424=\"Full\",'Failure Persistence Storage'!AZ424,0)","v":0},{"$f":"IF($D424=\"Full\",'Failure Persistence Storage'!BC424,0)","v":0},{"$f":"IF($D424=\"Full\",'Failure Persistence Storage'!BD424,0)","v":0},{"$f":"IF($D424=\"Full\",'Failure Persistence Storage'!BG424,0)","v":0},{"$f":"IF($D424=\"Full\",'Failure Persistence Storage'!BH424,0)","v":0},{"$f":"IF($D424=\"Full\",'Failure Persistence Storage'!BK424,0)","v":0},{"$f":"IF($D424=\"Full\",'Failure Persistence Storage'!BL424,0)","v":0},{"$f":"IF($D424=\"Full\",'Failure Persistence Storage'!BO424,0)","v":0},{"$f":"IF($D424=\"Full\",'Failure Persistence Storage'!BP424,0)","v":0},{"$f":"IF($D424=\"Full\",'Failure Persistence Storage'!BS424,0)","v":0},{"$f":"IF($D424=\"Full\",'Failure Persistence Storage'!BT424,0)","v":0},{"$f":"IF($D424=\"Full\",'Failure Persistence Storage'!BW424,0)","v":0},{"$f":"IF($D424=\"Full\",'Failure Persistence Storage'!BX424,0)","v":0},{"$f":"IF($D424=\"Full\",'Failure Persistence Storage'!CA424,0)","v":0},{"$f":"IF($D424=\"Full\",'Failure Persistence Storage'!CB424,0)","v":0},{"$f":"IF($D424=\"Full\",'Failure Persistence Storage'!CE424,0)","v":0},{"$f":"IF($D424=\"Full\",'Failure Persistence Storage'!CF424,0)","v":0},{"$f":"IF($D424=\"Full\",'Failure Persistence Storage'!CI424,0)","v":0},{"$f":"IF($D424=\"Full\",'Failure Persistence Storage'!CJ424,0)","v":0},{"$f":"IF($D424=\"Full\",'Failure Persistence Storage'!CM424,0)","v":0},{"$f":"IF($D424=\"Full\",'Failure Persistence Storage'!CN424,0)","v":0},{"$f":"IF($D424=\"Full\",'Failure Persistence Storage'!CQ424,0)","v":0},{"$f":"IF($D424=\"Full\",'Failure Persistence Storage'!CR424,0)","v":0},{"$f":"IF($D424=\"Full\",'Failure Persistence Storage'!CU424,0)","v":0},{"$f":"IF($D424=\"Full\",'Failure Persistence Storage'!CV424,0)","v":0},{"$f":"IF($D424=\"Full\",'Failure Persistence Storage'!CY424,0)","v":0},{"$f":"IF($D424=\"Full\",'Failure Persistence Storage'!CZ424,0)","v":0},{"$f":"IF($D424=\"Full\",'Failure Persistence Storage'!DC424,0)","v":0},{"$f":"IF($D424=\"Full\",'Failure Persistence Storage'!DD424,0)","v":0},{"$f":"IF($D424=\"Full\",'Failure Persistence Storage'!DG424,0)","v":0},{"$f":"IF($D424=\"Full\",'Failure Persistence Storage'!DH424,0)","v":0},{"$f":"IF($D424=\"Full\",'Failure Persistence Storage'!DK424,0)","v":0},{"$f":"IF($D424=\"Full\",'Failure Persistence Storage'!DL424,0)","v":0},{"$f":"IF($D424=\"Full\",'Failure Persistence Storage'!DO424,0)","v":0},{"$f":"IF($D424=\"Full\",'Failure Persistence Storage'!DP424,0)","v":0},{"$f":"IF($D424=\"Full\",'Failure Persistence Storage'!DS424,0)","v":0},{"$f":"IF($D424=\"Full\",'Failure Persistence Storage'!DT424,0)","v":0},{"$f":"IF($D424=\"Full\",'Failure Persistence Storage'!DW424,0)","v":0},{"$f":"IF($D424=\"Full\",'Failure Persistence Storage'!DX424,0)","v":0},{"$f":"IF($D424=\"Full\",'Failure Persistence Storage'!EA424,0)","v":0},{"$f":"IF($D424=\"Full\",'Failure Persistence Storage'!EB424,0)","v":0},{"$f":"IF($D424=\"Full\",'Failure Persistence Storage'!EE424,0)","v":0},{"$f":"IF($D424=\"Full\",'Failure Persistence Storage'!EF424,0)","v":0},{"$f":"IF($D424=\"Full\",'Failure Persistence Storage'!EI424,0)","v":0},{"$f":"IF($D424=\"Full\",'Failure Persistence Storage'!EJ424,0)","v":0},{"$f":"IF($D424=\"Full\",'Failure Persistence Storage'!EM424,0)","v":0},{"$f":"IF($D424=\"Full\",'Failure Persistence Storage'!EN424,0)","v":0},{"$f":"IF($D424=\"Full\",'Failure Persistence Storage'!EQ424,0)","v":0},{"$f":"IF($D424=\"Full\",'Failure Persistence Storage'!ER424,0)","v":0},{"$f":"IF($D424=\"Full\",'Failure Persistence Storage'!EU424,0)","v":0},{"$f":"IF($D424=\"Full\",'Failure Persistence Storage'!EV424,0)","v":0},{"$f":"IF($D424=\"Full\",'Failure Persistence Storage'!EY424,0)","v":0},{"$f":"IF($D424=\"Full\",'Failure Persistence Storage'!EZ424,0)","v":0},{"$f":"IF($D424=\"Full\",'Failure Persistence Storage'!FC424,0)","v":0},{"$f":"IF($D424=\"Full\",'Failure Persistence Storage'!FD424,0)","v":0},{"$f":"IF($D424=\"Full\",'Failure Persistence Storage'!FG424,0)","v":0},{"$f":"IF($D424=\"Full\",'Failure Persistence Storage'!FH424,0)","v":0},{"$f":"IF($D424=\"Full\",'Failure Persistence Storage'!FK424,0)","v":0},{"$f":"IF($D424=\"Full\",'Failure Persistence Storage'!FL424,0)","v":0},{"$f":"IF($D424=\"Full\",'Failure Persistence Storage'!FO424,0)","v":0},{"$f":"IF($D424=\"Full\",'Failure Persistence Storage'!FP424,0)","v":0},{"$f":"IF($D424=\"Full\",'Failure Persistence Storage'!FS424,0)","v":0},{"$f":"IF($D424=\"Full\",'Failure Persistence Storage'!FT424,0)","v":0},{"$f":"IF($D424=\"Full\",'Failure Persistence Storage'!FW424,0)","v":0},{"$f":"IF($D424=\"Full\",'Failure Persistence Storage'!FX424,0)","v":0},{"$f":"IF($D424=\"Full\",'Failure Persistence Storage'!GA424,0)","v":0},{"$f":"IF($D424=\"Full\",'Failure Persistence Storage'!GB424,0)","v":0},{"$f":"IF($D424=\"Full\",'Failure Persistence Storage'!GE424,0)","v":0},{"$f":"IF($D424=\"Full\",'Failure Persistence Storage'!GF424,0)","v":0},{"$f":"IF($D424=\"Full\",'Failure Persistence Storage'!GI424,0)","v":0},{"$f":"IF($D424=\"Full\",'Failure Persistence Storage'!GJ424,0)","v":0},{"$f":"IF($D424=\"Full\",'Failure Persistence Storage'!GM424,0)","v":0},{"$f":"IF($D424=\"Full\",'Failure Persistence Storage'!GN424,0)","v":0},{"$f":"IF($D424=\"Full\",'Failure Persistence Storage'!GQ424,0)","v":0},{"$f":"IF($D424=\"Full\",'Failure Persistence Storage'!GR424,0)","v":0},{"$f":"IF($D424=\"Full\",'Failure Persistence Storage'!GU424,0)","v":0},{"$f":"IF($D424=\"Full\",'Failure Persistence Storage'!GV424,0)","v":0},{"$f":"IF($D424=\"Full\",'Failure Persistence Storage'!GY424,0)","v":0},{"$f":"IF($D424=\"Full\",'Failure Persistence Storage'!GZ424,0)","v":0},{"$f":"IF($D424=\"Full\",'Failure Persistence Storage'!HC424,0)","v":0},{"$f":"IF($D424=\"Full\",'Failure Persistence Storage'!HD424,0)","v":0},{"$f":"IF($D424=\"Full\",'Failure Persistence Storage'!HG424,0)","v":0},{"$f":"IF($D424=\"Full\",'Failure Persistence Storage'!HH424,0)","v":0},{"$f":"IF($D424=\"Full\",'Failure Persistence Storage'!HK424,0)","v":0},{"$f":"IF($D424=\"Full\",'Failure Persistence Storage'!HL424,0)","v":0},{"$f":"IF($D424=\"Full\",'Failure Persistence Storage'!HO424,0)","v":0}]
[null,"Triple Parallel Combination",null,null,null,null,null,null,null,null,null,null,null,null,null,null,null,null,null,null,null,null,null,null,null,null,null,null,null,null,null,null,null,null,null,null,null,null,null,null,null,null,null,null,null,null,null,null,null,null,null,null,null,null,null,null,null,null,null,null,null,null,null,null,null,null,null,null,null,null,null,null,null,null,null,null,null,null,null,null,null,null,null,null,null,null,null,null,null,null,null,null,null,null,null,null,null,null,null,null,null,null,null,null,null,null,null,null,null,null,null,null,null,null,null,null,null,null,null,null,null,null,null,null,null,null,null,null,null,null,null,null,null,null,null,null,null,null,null,null,null,null,null,null,null,null,null,null,null,null,null,null,null,null,null,null,null,null,null,null,null,null,null,null,null,null,null,null,null,null,null,null,null,null,null,null,null,null,null,null,null,null,null,null,null,null,null,null,null,null,null,null,null,null,null,null,null,null,null,null,null,null,null,null,null,null,null,null,null,null,null,null,null,null,null,null,null,null,null,null,null,null,null,null,{"$f":"IF($D427=\"Full\",'Failure Persistence Storage'!AB427,0)","v":0},{"$f":"IF($D427=\"Full\",'Failure Persistence Storage'!AE427,0)","v":0},{"$f":"IF($D427=\"Full\",'Failure Persistence Storage'!AF427,0)","v":0},{"$f":"IF($D427=\"Full\",'Failure Persistence Storage'!AI427,0)","v":0},{"$f":"IF($D427=\"Full\",'Failure Persistence Storage'!AJ427,0)","v":0},{"$f":"IF($D427=\"Full\",'Failure Persistence Storage'!AM427,0)","v":0},{"$f":"IF($D427=\"Full\",'Failure Persistence Storage'!AN427,0)","v":0},{"$f":"IF($D427=\"Full\",'Failure Persistence Storage'!AQ427,0)","v":0},{"$f":"IF($D427=\"Full\",'Failure Persistence Storage'!AR427,0)","v":0},{"$f":"IF($D427=\"Full\",'Failure Persistence Storage'!AU427,0)","v":0},{"$f":"IF($D427=\"Full\",'Failure Persistence Storage'!AV427,0)","v":0},{"$f":"IF($D427=\"Full\",'Failure Persistence Storage'!AY427,0)","v":0},{"$f":"IF($D427=\"Full\",'Failure Persistence Storage'!AZ427,0)","v":0},{"$f":"IF($D427=\"Full\",'Failure Persistence Storage'!BC427,0)","v":0},{"$f":"IF($D427=\"Full\",'Failure Persistence Storage'!BD427,0)","v":0},{"$f":"IF($D427=\"Full\",'Failure Persistence Storage'!BG427,0)","v":0},{"$f":"IF($D427=\"Full\",'Failure Persistence Storage'!BH427,0)","v":0},{"$f":"IF($D427=\"Full\",'Failure Persistence Storage'!BK427,0)","v":0},{"$f":"IF($D427=\"Full\",'Failure Persistence Storage'!BL427,0)","v":0},{"$f":"IF($D427=\"Full\",'Failure Persistence Storage'!BO427,0)","v":0},{"$f":"IF($D427=\"Full\",'Failure Persistence Storage'!BP427,0)","v":0},{"$f":"IF($D427=\"Full\",'Failure Persistence Storage'!BS427,0)","v":0},{"$f":"IF($D427=\"Full\",'Failure Persistence Storage'!BT427,0)","v":0},{"$f":"IF($D427=\"Full\",'Failure Persistence Storage'!BW427,0)","v":0},{"$f":"IF($D427=\"Full\",'Failure Persistence Storage'!BX427,0)","v":0},{"$f":"IF($D427=\"Full\",'Failure Persistence Storage'!CA427,0)","v":0},{"$f":"IF($D427=\"Full\",'Failure Persistence Storage'!CB427,0)","v":0},{"$f":"IF($D427=\"Full\",'Failure Persistence Storage'!CE427,0)","v":0},{"$f":"IF($D427=\"Full\",'Failure Persistence Storage'!CF427,0)","v":0},{"$f":"IF($D427=\"Full\",'Failure Persistence Storage'!CI427,0)","v":0},{"$f":"IF($D427=\"Full\",'Failure Persistence Storage'!CJ427,0)","v":0},{"$f":"IF($D427=\"Full\",'Failure Persistence Storage'!CM427,0)","v":0},{"$f":"IF($D427=\"Full\",'Failure Persistence Storage'!CN427,0)","v":0},{"$f":"IF($D427=\"Full\",'Failure Persistence Storage'!CQ427,0)","v":0},{"$f":"IF($D427=\"Full\",'Failure Persistence Storage'!CR427,0)","v":0},{"$f":"IF($D427=\"Full\",'Failure Persistence Storage'!CU427,0)","v":0},{"$f":"IF($D427=\"Full\",'Failure Persistence Storage'!CV427,0)","v":0},{"$f":"IF($D427=\"Full\",'Failure Persistence Storage'!CY427,0)","v":0},{"$f":"IF($D427=\"Full\",'Failure Persistence Storage'!CZ427,0)","v":0},{"$f":"IF($D427=\"Full\",'Failure Persistence Storage'!DC427,0)","v":0},{"$f":"IF($D427=\"Full\",'Failure Persistence Storage'!DD427,0)","v":0},{"$f":"IF($D427=\"Full\",'Failure Persistence Storage'!DG427,0)","v":0},{"$f":"IF($D427=\"Full\",'Failure Persistence Storage'!DH427,0)","v":0},{"$f":"IF($D427=\"Full\",'Failure Persistence Storage'!DK427,0)","v":0},{"$f":"IF($D427=\"Full\",'Failure Persistence Storage'!DL427,0)","v":0},{"$f":"IF($D427=\"Full\",'Failure Persistence Storage'!DO427,0)","v":0},{"$f":"IF($D427=\"Full\",'Failure Persistence Storage'!DP427,0)","v":0},{"$f":"IF($D427=\"Full\",'Failure Persistence Storage'!DS427,0)","v":0},{"$f":"IF($D427=\"Full\",'Failure Persistence Storage'!DT427,0)","v":0},{"$f":"IF($D427=\"Full\",'Failure Persistence Storage'!DW427,0)","v":0},{"$f":"IF($D427=\"Full\",'Failure Persistence Storage'!DX427,0)","v":0},{"$f":"IF($D427=\"Full\",'Failure Persistence Storage'!EA427,0)","v":0},{"$f":"IF($D427=\"Full\",'Failure Persistence Storage'!EB427,0)","v":0},{"$f":"IF($D427=\"Full\",'Failure Persistence Storage'!EE427,0)","v":0},{"$f":"IF($D427=\"Full\",'Failure Persistence Storage'!EF427,0)","v":0},{"$f":"IF($D427=\"Full\",'Failure Persistence Storage'!EI427,0)","v":0},{"$f":"IF($D427=\"Full\",'Failure Persistence Storage'!EJ427,0)","v":0},{"$f":"IF($D427=\"Full\",'Failure Persistence Storage'!EM427,0)","v":0},{"$f":"IF($D427=\"Full\",'Failure Persistence Storage'!EN427,0)","v":0},{"$f":"IF($D427=\"Full\",'Failure Persistence Storage'!EQ427,0)","v":0},{"$f":"IF($D427=\"Full\",'Failure Persistence Storage'!ER427,0)","v":0},{"$f":"IF($D427=\"Full\",'Failure Persistence Storage'!EU427,0)","v":0},{"$f":"IF($D427=\"Full\",'Failure Persistence Storage'!EV427,0)","v":0},{"$f":"IF($D427=\"Full\",'Failure Persistence Storage'!EY427,0)","v":0},{"$f":"IF($D427=\"Full\",'Failure Persistence Storage'!EZ427,0)","v":0},{"$f":"IF($D427=\"Full\",'Failure Persistence Storage'!FC427,0)","v":0},{"$f":"IF($D427=\"Full\",'Failure Persistence Storage'!FD427,0)","v":0},{"$f":"IF($D427=\"Full\",'Failure Persistence Storage'!FG427,0)","v":0},{"$f":"IF($D427=\"Full\",'Failure Persistence Storage'!FH427,0)","v":0},{"$f":"IF($D427=\"Full\",'Failure Persistence Storage'!FK427,0)","v":0},{"$f":"IF($D427=\"Full\",'Failure Persistence Storage'!FL427,0)","v":0},{"$f":"IF($D427=\"Full\",'Failure Persistence Storage'!FO427,0)","v":0},{"$f":"IF($D427=\"Full\",'Failure Persistence Storage'!FP427,0)","v":0},{"$f":"IF($D427=\"Full\",'Failure Persistence Storage'!FS427,0)","v":0},{"$f":"IF($D427=\"Full\",'Failure Persistence Storage'!FT427,0)","v":0},{"$f":"IF($D427=\"Full\",'Failure Persistence Storage'!FW427,0)","v":0},{"$f":"IF($D427=\"Full\",'Failure Persistence Storage'!FX427,0)","v":0},{"$f":"IF($D427=\"Full\",'Failure Persistence Storage'!GA427,0)","v":0},{"$f":"IF($D427=\"Full\",'Failure Persistence Storage'!GB427,0)","v":0},{"$f":"IF($D427=\"Full\",'Failure Persistence Storage'!GE427,0)","v":0},{"$f":"IF($D427=\"Full\",'Failure Persistence Storage'!GF427,0)","v":0},{"$f":"IF($D427=\"Full\",'Failure Persistence Storage'!GI427,0)","v":0},{"$f":"IF($D427=\"Full\",'Failure Persistence Storage'!GJ427,0)","v":0},{"$f":"IF($D427=\"Full\",'Failure Persistence Storage'!GM427,0)","v":0},{"$f":"IF($D427=\"Full\",'Failure Persistence Storage'!GN427,0)","v":0},{"$f":"IF($D427=\"Full\",'Failure Persistence Storage'!GQ427,0)","v":0},{"$f":"IF($D427=\"Full\",'Failure Persistence Storage'!GR427,0)","v":0},{"$f":"IF($D427=\"Full\",'Failure Persistence Storage'!GU427,0)","v":0},{"$f":"IF($D427=\"Full\",'Failure Persistence Storage'!GV427,0)","v":0},{"$f":"IF($D427=\"Full\",'Failure Persistence Storage'!GY427,0)","v":0},{"$f":"IF($D427=\"Full\",'Failure Persistence Storage'!GZ427,0)","v":0},{"$f":"IF($D427=\"Full\",'Failure Persistence Storage'!HC427,0)","v":0},{"$f":"IF($D427=\"Full\",'Failure Persistence Storage'!HD427,0)","v":0},{"$f":"IF($D427=\"Full\",'Failure Persistence Storage'!HG427,0)","v":0},{"$f":"IF($D427=\"Full\",'Failure Persistence Storage'!HH427,0)","v":0},{"$f":"IF($D427=\"Full\",'Failure Persistence Storage'!HK427,0)","v":0},{"$f":"IF($D427=\"Full\",'Failure Persistence Storage'!HL427,0)","v":0},{"$f":"IF($D427=\"Full\",'Failure Persistence Storage'!HO427,0)","v":0}]
[null,"Pipe from reliable supply to pump station",null,{"$f":"IF($L433=0,\" \",INDIRECT(ADDRESS($L433,COLUMN(D433))))","v":"Full"},null,null,null,null,null,null,"Row Number",54,null,null,null,null,null,null,null,null,null,null,null,null,null,null,null,{"$f":"IF($L433=0,\" \",INDIRECT(ADDRESS($L433,COLUMN(AB433))))","v":785.2734202979783},1.2734418027552008E-3,2.3462958768245079E-3,1.8424837882250253,801.63328322085283,1.2474531945357069E-3,4.5968245750031191E-3,3.684967576450052,818.68931052342418,1.221464586316213E-3,5.7852807606611576E-3,4.7363475171301141,836.48690423045514,1.1954759780967192E-3,5.9733434976629663E-3,4.996623610265214,{"$f":"IF($L433=0,\" \",INDIRECT(ADDRESS($L433,COLUMN(AR433))))","v":855.07550210224315},1.1694873698772251E-3,6.1478778078379965E-3,5.2568997034003129,874.50903624093053,1.1434987616577312E-3,6.308883691186251E-3,5.5171757965354127,894.84645568839403,1.1175101534382373E-3,6.4563611477077287E-3,5.7774518896705125,916.15232368097475,1.0915215452187434E-3,6.5903101774024263E-3,6.0377279828056096,{"$f":"IF($L433=0,\" \",INDIRECT(ADDRESS($L433,COLUMN(BH433))))","v":938.49750230734003},1.0655329369992496E-3,6.7107307802703499E-3,6.2980040759407103,961.95993986502344,1.0395443287797557E-3,6.8176229563114959E-3,6.5582801690758101,986.62557934874201,1.0135557205602618E-3,6.9109867055258635E-3,6.818556262210909,1012.589410384235,9.8756711234076816E-4,6.9908220279134535E-3,7.0788323553460053,{"$f":"IF($L433=0,\" \",INDIRECT(ADDRESS($L433,COLUMN(BX433))))","v":1039.9566917459713},9.6157850412127406E-4,7.0571289234742669E-3,7.339108448481106,1068.8443776278039,9.3558989590178019E-4,7.1099073922083044E-3,7.5993845416162067,1099.3827884171694,9.0960128768228642E-4,7.1491574341155644E-3,7.8596606347513056,1131.7175763117923,8.8361267946279233E-4,7.1748790491960451E-3,8.1199367278864045,{"$f":"IF($L433=0,\" \",INDIRECT(ADDRESS($L433,COLUMN(CN433))))","v":1166.0120483212404},8.5762407124329856E-4,7.1870722374497492E-3,8.3802128210215017,1202.4499248312793,8.3163546302380458E-4,7.1857369988766757E-3,8.6404889141566006,1241.2386320839012,8.0564685480431081E-4,7.1708733334768272E-3,8.9007650072917013,1282.6132531533647,7.7965824658481682E-4,7.1424812412502012E-3,9.161041100426802,{"$f":"IF($L433=0,\" \",INDIRECT(ADDRESS($L433,COLUMN(DD433))))","v":1326.8412963655496},7.5366963836532284E-4,7.1005607221967968E-3,9.4213171935619009,1374.2284855214623,7.2768103014582896E-4,7.0451117763166149E-3,9.6815932866969998,1425.1258368370716,7.016924219263352E-4,6.9761344036096571E-3,9.9418693798320987,1479.938369023113,6.7570381370684121E-4,6.8936286040759227E-3,10.202145472967199,{"$f":"IF($L433=0,\" \",INDIRECT(ADDRESS($L433,COLUMN(DT433))))","v":1539.1359037840375},6.4971520548734733E-4,6.7975943777154081E-3,10.462421566102297,1603.2665664417057,6.2372659726785346E-4,6.6880317245281195E-3,10.722697659237397,1672.9738084609103,5.9773798904835958E-4,6.5649406445140515E-3,10.982973752372496,1749.0180724818611,5.717493808288656E-4,6.4283211376732069E-3,11.243249845507597,{"$f":"IF($L433=0,\" \",INDIRECT(ADDRESS($L433,COLUMN(EJ433))))","v":1832.3046473619495},5.4576077260937172E-4,6.2781732040055847E-3,11.503525938642694,1923.9198797300469,5.1977216438987785E-4,6.1144968435111868E-3,11.763802031777793,2025.1788207684699,4.9378355617038408E-4,5.9372920561900112E-3,12.02407812491289,2137.6887552556077,4.6779494795089009E-4,5.7465588420420582E-3,12.284354218047994,{"$f":"IF($L433=0,\" \",INDIRECT(ADDRESS($L433,COLUMN(EZ433))))","v":2263.4351526235846},4.4180633973139616E-4,5.5422972010673276E-3,12.544630311183091,2404.8998496625586,4.1581773151190229E-4,5.3245071332658194E-3,12.80490640431819,2565.2265063067293,3.8982912329240841E-4,5.0931886386375354E-3,13.065182497453293,2748.4569710429246,3.6384051507291448E-4,4.8483417171824731E-3,13.325458590588392,{"$f":"IF($L433=0,\" \",INDIRECT(ADDRESS($L433,COLUMN(FP433))))","v":2959.8767380462259},3.3785190685342061E-4,4.589966368900634E-3,13.585734683723489,3206.5331328834113,3.1186329863392673E-4,4.3180625937920174E-3,13.846010776858586,3498.0361449637221,2.858746904144328E-4,4.0326303918566233E-3,14.106286869993687,3847.8397594600938,2.5988608219493892E-4,3.7336697630944542E-3,14.366562963128789,{"$f":"IF($L433=0,\" \",INDIRECT(ADDRESS($L433,COLUMN(GF433))))","v":4275.3775105112154},2.3389747397544505E-4,3.4211807075055058E-3,14.626839056263888,4809.7996993251172,2.0790886575595114E-4,3.0951632250897799E-3,14.887115149398984,5496.9139420858492,1.8192025753645724E-4,2.7556173158472782E-3,15.147391242534088,6413.0662657668227,1.5593164931696336E-4,2.4025429797779984E-3,15.407667335669183,{"$f":"IF($L433=0,\" \",INDIRECT(ADDRESS($L433,COLUMN(GV433))))","v":7695.6795189201875},1.2994304109746946E-4,2.0359402168819416E-3,15.667943428804282,9619.5993986502344,1.0395443287797557E-4,1.6737993640402436E-3,16.101279355782673,12826.132531533645,7.7965824658481682E-5,1.2891349159312006E-3,16.534615282761063,19239.198797300469,5.1977216438987786E-5,8.8194687255481225E-4,16.967951209739454,{"$f":"IF($L433=0,\" \",INDIRECT(ADDRESS($L433,COLUMN(HL433))))","v":38478.397594600938},2.5988608219493893E-5,4.5223523391107876E-4,17.401287136717844,null,{"$f":"IF($D433=\"Full\",'Failure Persistence Storage'!AB433,0)","v":785.2734202979783},{"$f":"IF($D433=\"Full\",'Failure Persistence Storage'!AE433,0)","v":1.8424837882250253},{"$f":"IF($D433=\"Full\",'Failure Persistence Storage'!AF433,0)","v":801.63328322085283},{"$f":"IF($D433=\"Full\",'Failure Persistence Storage'!AI433,0)","v":3.684967576450052},{"$f":"IF($D433=\"Full\",'Failure Persistence Storage'!AJ433,0)","v":818.68931052342418},{"$f":"IF($D433=\"Full\",'Failure Persistence Storage'!AM433,0)","v":4.7363475171301141},{"$f":"IF($D433=\"Full\",'Failure Persistence Storage'!AN433,0)","v":836.48690423045514},{"$f":"IF($D433=\"Full\",'Failure Persistence Storage'!AQ433,0)","v":4.996623610265214},{"$f":"IF($D433=\"Full\",'Failure Persistence Storage'!AR433,0)","v":855.07550210224315},{"$f":"IF($D433=\"Full\",'Failure Persistence Storage'!AU433,0)","v":5.2568997034003129},{"$f":"IF($D433=\"Full\",'Failure Persistence Storage'!AV433,0)","v":874.50903624093053},{"$f":"IF($D433=\"Full\",'Failure Persistence Storage'!AY433,0)","v":5.5171757965354127},{"$f":"IF($D433=\"Full\",'Failure Persistence Storage'!AZ433,0)","v":894.84645568839403},{"$f":"IF($D433=\"Full\",'Failure Persistence Storage'!BC433,0)","v":5.7774518896705125},{"$f":"IF($D433=\"Full\",'Failure Persistence Storage'!BD433,0)","v":916.15232368097475},{"$f":"IF($D433=\"Full\",'Failure Persistence Storage'!BG433,0)","v":6.0377279828056096},{"$f":"IF($D433=\"Full\",'Failure Persistence Storage'!BH433,0)","v":938.49750230734003},{"$f":"IF($D433=\"Full\",'Failure Persistence Storage'!BK433,0)","v":6.2980040759407103},{"$f":"IF($D433=\"Full\",'Failure Persistence Storage'!BL433,0)","v":961.95993986502344},{"$f":"IF($D433=\"Full\",'Failure Persistence Storage'!BO433,0)","v":6.5582801690758101},{"$f":"IF($D433=\"Full\",'Failure Persistence Storage'!BP433,0)","v":986.62557934874201},{"$f":"IF($D433=\"Full\",'Failure Persistence Storage'!BS433,0)","v":6.818556262210909},{"$f":"IF($D433=\"Full\",'Failure Persistence Storage'!BT433,0)","v":1012.589410384235},{"$f":"IF($D433=\"Full\",'Failure Persistence Storage'!BW433,0)","v":7.0788323553460053},{"$f":"IF($D433=\"Full\",'Failure Persistence Storage'!BX433,0)","v":1039.9566917459713},{"$f":"IF($D433=\"Full\",'Failure Persistence Storage'!CA433,0)","v":7.339108448481106},{"$f":"IF($D433=\"Full\",'Failure Persistence Storage'!CB433,0)","v":1068.8443776278039},{"$f":"IF($D433=\"Full\",'Failure Persistence Storage'!CE433,0)","v":7.5993845416162067},{"$f":"IF($D433=\"Full\",'Failure Persistence Storage'!CF433,0)","v":1099.3827884171694},{"$f":"IF($D433=\"Full\",'Failure Persistence Storage'!CI433,0)","v":7.8596606347513056},{"$f":"IF($D433=\"Full\",'Failure Persistence Storage'!CJ433,0)","v":1131.7175763117923},{"$f":"IF($D433=\"Full\",'Failure Persistence Storage'!CM433,0)","v":8.1199367278864045},{"$f":"IF($D433=\"Full\",'Failure Persistence Storage'!CN433,0)","v":1166.0120483212404},{"$f":"IF($D433=\"Full\",'Failure Persistence Storage'!CQ433,0)","v":8.3802128210215017},{"$f":"IF($D433=\"Full\",'Failure Persistence Storage'!CR433,0)","v":1202.4499248312793},{"$f":"IF($D433=\"Full\",'Failure Persistence Storage'!CU433,0)","v":8.6404889141566006},{"$f":"IF($D433=\"Full\",'Failure Persistence Storage'!CV433,0)","v":1241.2386320839012},{"$f":"IF($D433=\"Full\",'Failure Persistence Storage'!CY433,0)","v":8.9007650072917013},{"$f":"IF($D433=\"Full\",'Failure Persistence Storage'!CZ433,0)","v":1282.6132531533647},{"$f":"IF($D433=\"Full\",'Failure Persistence Storage'!DC433,0)","v":9.161041100426802},{"$f":"IF($D433=\"Full\",'Failure Persistence Storage'!DD433,0)","v":1326.8412963655496},{"$f":"IF($D433=\"Full\",'Failure Persistence Storage'!DG433,0)","v":9.4213171935619009},{"$f":"IF($D433=\"Full\",'Failure Persistence Storage'!DH433,0)","v":1374.2284855214623},{"$f":"IF($D433=\"Full\",'Failure Persistence Storage'!DK433,0)","v":9.6815932866969998},{"$f":"IF($D433=\"Full\",'Failure Persistence Storage'!DL433,0)","v":1425.1258368370716},{"$f":"IF($D433=\"Full\",'Failure Persistence Storage'!DO433,0)","v":9.9418693798320987},{"$f":"IF($D433=\"Full\",'Failure Persistence Storage'!DP433,0)","v":1479.938369023113},{"$f":"IF($D433=\"Full\",'Failure Persistence Storage'!DS433,0)","v":10.202145472967199},{"$f":"IF($D433=\"Full\",'Failure Persistence Storage'!DT433,0)","v":1539.1359037840375},{"$f":"IF($D433=\"Full\",'Failure Persistence Storage'!DW433,0)","v":10.462421566102297},{"$f":"IF($D433=\"Full\",'Failure Persistence Storage'!DX433,0)","v":1603.2665664417057},{"$f":"IF($D433=\"Full\",'Failure Persistence Storage'!EA433,0)","v":10.722697659237397},{"$f":"IF($D433=\"Full\",'Failure Persistence Storage'!EB433,0)","v":1672.9738084609103},{"$f":"IF($D433=\"Full\",'Failure Persistence Storage'!EE433,0)","v":10.982973752372496},{"$f":"IF($D433=\"Full\",'Failure Persistence Storage'!EF433,0)","v":1749.0180724818611},{"$f":"IF($D433=\"Full\",'Failure Persistence Storage'!EI433,0)","v":11.243249845507597},{"$f":"IF($D433=\"Full\",'Failure Persistence Storage'!EJ433,0)","v":1832.3046473619495},{"$f":"IF($D433=\"Full\",'Failure Persistence Storage'!EM433,0)","v":11.503525938642694},{"$f":"IF($D433=\"Full\",'Failure Persistence Storage'!EN433,0)","v":1923.9198797300469},{"$f":"IF($D433=\"Full\",'Failure Persistence Storage'!EQ433,0)","v":11.763802031777793},{"$f":"IF($D433=\"Full\",'Failure Persistence Storage'!ER433,0)","v":2025.1788207684699},{"$f":"IF($D433=\"Full\",'Failure Persistence Storage'!EU433,0)","v":12.02407812491289},{"$f":"IF($D433=\"Full\",'Failure Persistence Storage'!EV433,0)","v":2137.6887552556077},{"$f":"IF($D433=\"Full\",'Failure Persistence Storage'!EY433,0)","v":12.284354218047994},{"$f":"IF($D433=\"Full\",'Failure Persistence Storage'!EZ433,0)","v":2263.4351526235846},{"$f":"IF($D433=\"Full\",'Failure Persistence Storage'!FC433,0)","v":12.544630311183091},{"$f":"IF($D433=\"Full\",'Failure Persistence Storage'!FD433,0)","v":2404.8998496625586},{"$f":"IF($D433=\"Full\",'Failure Persistence Storage'!FG433,0)","v":12.80490640431819},{"$f":"IF($D433=\"Full\",'Failure Persistence Storage'!FH433,0)","v":2565.2265063067293},{"$f":"IF($D433=\"Full\",'Failure Persistence Storage'!FK433,0)","v":13.065182497453293},{"$f":"IF($D433=\"Full\",'Failure Persistence Storage'!FL433,0)","v":2748.4569710429246},{"$f":"IF($D433=\"Full\",'Failure Persistence Storage'!FO433,0)","v":13.325458590588392},{"$f":"IF($D433=\"Full\",'Failure Persistence Storage'!FP433,0)","v":2959.8767380462259},{"$f":"IF($D433=\"Full\",'Failure Persistence Storage'!FS433,0)","v":13.585734683723489},{"$f":"IF($D433=\"Full\",'Failure Persistence Storage'!FT433,0)","v":3206.5331328834113},{"$f":"IF($D433=\"Full\",'Failure Persistence Storage'!FW433,0)","v":13.846010776858586},{"$f":"IF($D433=\"Full\",'Failure Persistence Storage'!FX433,0)","v":3498.0361449637221},{"$f":"IF($D433=\"Full\",'Failure Persistence Storage'!GA433,0)","v":14.106286869993687},{"$f":"IF($D433=\"Full\",'Failure Persistence Storage'!GB433,0)","v":3847.8397594600938},{"$f":"IF($D433=\"Full\",'Failure Persistence Storage'!GE433,0)","v":14.366562963128789},{"$f":"IF($D433=\"Full\",'Failure Persistence Storage'!GF433,0)","v":4275.3775105112154},{"$f":"IF($D433=\"Full\",'Failure Persistence Storage'!GI433,0)","v":14.626839056263888},{"$f":"IF($D433=\"Full\",'Failure Persistence Storage'!GJ433,0)","v":4809.7996993251172},{"$f":"IF($D433=\"Full\",'Failure Persistence Storage'!GM433,0)","v":14.887115149398984},{"$f":"IF($D433=\"Full\",'Failure Persistence Storage'!GN433,0)","v":5496.9139420858492},{"$f":"IF($D433=\"Full\",'Failure Persistence Storage'!GQ433,0)","v":15.147391242534088},{"$f":"IF($D433=\"Full\",'Failure Persistence Storage'!GR433,0)","v":6413.0662657668227},{"$f":"IF($D433=\"Full\",'Failure Persistence Storage'!GU433,0)","v":15.407667335669183},{"$f":"IF($D433=\"Full\",'Failure Persistence Storage'!GV433,0)","v":7695.6795189201875},{"$f":"IF($D433=\"Full\",'Failure Persistence Storage'!GY433,0)","v":15.667943428804282},{"$f":"IF($D433=\"Full\",'Failure Persistence Storage'!GZ433,0)","v":9619.5993986502344},{"$f":"IF($D433=\"Full\",'Failure Persistence Storage'!HC433,0)","v":16.101279355782673},{"$f":"IF($D433=\"Full\",'Failure Persistence Storage'!HD433,0)","v":12826.132531533645},{"$f":"IF($D433=\"Full\",'Failure Persistence Storage'!HG433,0)","v":16.534615282761063},{"$f":"IF($D433=\"Full\",'Failure Persistence Storage'!HH433,0)","v":19239.198797300469},{"$f":"IF($D433=\"Full\",'Failure Persistence Storage'!HK433,0)","v":16.967951209739454},{"$f":"IF($D433=\"Full\",'Failure Persistence Storage'!HL433,0)","v":38478.397594600938},{"$f":"IF($D433=\"Full\",'Failure Persistence Storage'!HO433,0)","v":17.401287136717844}]
[null,"Power supply",null,"Full",null,null,null,null,null,null,"Row Number",78,null,null,null,null,null,null,null,null,null,null,null,null,null,null,null,0.46109535174294636,2.1687488200000002,0.88682552000000003,0.40891112507902133,0.47070150490425772,2.1244886400000005,1.7374540800000002,0.81782225015804266,0.48071643054051855,2.0802284600000003,2.1739317751111109,1.0450447231700266,0.49116678772618194,2.0359682800000005,2.2203833226666667,1.0905785441149731,0.50208160523120826,1.9917081000000001,2.2628042000000006,1.1361123650599203,0.51349255080464484,1.9474479200000003,2.3011944071111117,1.181646186004867,0.52543423803265987,1.9031877400000001,2.3355539439999999,1.2271800069498136,0.53794457703343745,1.8589275600000001,2.3658828106666667,1.2727138278947603,0.55106517647327746,1.8146673799999999,2.3921810071111116,1.3182476488397072,0.56484180588510946,1.7704071999999997,2.4144485333333332,1.3637814697846538,0.57932492911293265,1.7261470200000002,2.4326853893333338,1.4093152907296005,0.59457032198432547,1.6818868400000004,2.4468915751111115,1.454849111674547,0.61063979014606418,1.63762666,2.457067090666667,1.500382932619494,0.62760200653901044,1.59336648,2.4632119360000004,1.5459167535644409,0.64553349244012492,1.5491063,2.4653261111111111,1.591450574509387,0.66451977162954035,1.5048461200000003,2.4634096160000007,1.6369843954543342,0.68465673440619312,1.4605859400000001,2.4574624506666667,1.6825182163992805,0.70605225735638666,1.4163257600000001,2.4474846151111116,1.7280520373442274,0.72882813662594748,1.3720655800000001,2.4334761093333337,1.7735858582891739,0.75312240784681228,1.3278054000000004,2.4154369333333334,1.8191196792341202,0.77909214604842658,1.2835452200000002,2.3933670871111112,1.8646535001790672,0.80691686555015596,1.2392850400000004,2.3672665706666671,1.9101873211240139,0.83680267538534692,1.1950248600000004,2.3371353840000006,1.9557211420689606,0.8689873936693987,1.1507646800000004,2.3029735271111118,2.0012549630139072,0.90374688941617476,1.1065045000000002,2.2647810000000002,2.0467887839588537,0.94140300980851543,1.0622443200000002,2.2225578026666666,2.0923226049038006,0.98233357545236388,1.0179841400000003,2.1763039351111111,2.1378564258487471,1.0269851016092897,0.97372396000000017,2.1260193973333337,2.1833902467936945,1.0758891540668749,0.92946378000000007,2.0717041893333334,2.228924067738641,1.1296836117702189,0.88520359999999987,2.0133583111111113,2.2744578886835884,1.1891406439686509,0.84094342000000022,1.950981762666667,2.3199917096285341,1.2552040130780209,0.79668324000000001,1.8845745439999999,2.365525530573481,1.3290395432590807,0.75242306000000014,1.8141366551111116,2.411059351518428,1.4121045147127733,0.70816288000000005,1.7396680959999999,2.4565931724633741,1.5062448156936246,0.66390270000000018,1.6611688666666669,2.502126993408321,1.6138337311003119,0.6196425200000002,1.5786389671111116,2.547660814353268,1.7379747873387974,0.57538234000000021,1.4920783973333336,2.593194635298214,1.8828060196170309,0.53112216000000012,1.4014871573333336,2.6387284562431614,2.0539702032185794,0.48686198000000008,1.3068652471111113,2.6842622771881084,2.2593672235404378,0.44260179999999993,1.2082126666666666,2.7297960981330549,2.5104080261560417,0.39834162000000001,1.105529416,2.7753299190780014,2.8242090294255466,0.35408144000000003,0.99881549511111123,2.8208637400229484,3.2276674622006238,0.3098212600000001,0.88807090399999999,2.866397560967894,3.7656120392340617,0.26556108000000006,0.77329564266666673,2.9119313819128414,4.5187344470808757,0.22130089999999997,0.65448971111111121,2.9574652028577892,5.6484180588510933,0.17704072000000001,0.8132531093333335,4.5935935491752033,7.5312240784681235,0.13278054000000003,0.82718583733333351,6.2297218954926175,11.296836117702187,8.8520360000000006E-2,0.696287895111111,7.8658502418100307,22.593672235404373,4.4260180000000003E-2,0.4205592826666667,9.5019785881274466,null,{"$f":"IF($D435=\"Full\",'Failure Persistence Storage'!AB435,0)","v":0.46109535174294636},{"$f":"IF($D435=\"Full\",'Failure Persistence Storage'!AE435,0)","v":0.40891112507902133},{"$f":"IF($D435=\"Full\",'Failure Persistence Storage'!AF435,0)","v":0.47070150490425772},{"$f":"IF($D435=\"Full\",'Failure Persistence Storage'!AI435,0)","v":0.81782225015804266},{"$f":"IF($D435=\"Full\",'Failure Persistence Storage'!AJ435,0)","v":0.48071643054051855},{"$f":"IF($D435=\"Full\",'Failure Persistence Storage'!AM435,0)","v":1.0450447231700266},{"$f":"IF($D435=\"Full\",'Failure Persistence Storage'!AN435,0)","v":0.49116678772618194},{"$f":"IF($D435=\"Full\",'Failure Persistence Storage'!AQ435,0)","v":1.0905785441149731},{"$f":"IF($D435=\"Full\",'Failure Persistence Storage'!AR435,0)","v":0.50208160523120826},{"$f":"IF($D435=\"Full\",'Failure Persistence Storage'!AU435,0)","v":1.1361123650599203},{"$f":"IF($D435=\"Full\",'Failure Persistence Storage'!AV435,0)","v":0.51349255080464484},{"$f":"IF($D435=\"Full\",'Failure Persistence Storage'!AY435,0)","v":1.181646186004867},{"$f":"IF($D435=\"Full\",'Failure Persistence Storage'!AZ435,0)","v":0.52543423803265987},{"$f":"IF($D435=\"Full\",'Failure Persistence Storage'!BC435,0)","v":1.2271800069498136},{"$f":"IF($D435=\"Full\",'Failure Persistence Storage'!BD435,0)","v":0.53794457703343745},{"$f":"IF($D435=\"Full\",'Failure Persistence Storage'!BG435,0)","v":1.2727138278947603},{"$f":"IF($D435=\"Full\",'Failure Persistence Storage'!BH435,0)","v":0.55106517647327746},{"$f":"IF($D435=\"Full\",'Failure Persistence Storage'!BK435,0)","v":1.3182476488397072},{"$f":"IF($D435=\"Full\",'Failure Persistence Storage'!BL435,0)","v":0.56484180588510946},{"$f":"IF($D435=\"Full\",'Failure Persistence Storage'!BO435,0)","v":1.3637814697846538},{"$f":"IF($D435=\"Full\",'Failure Persistence Storage'!BP435,0)","v":0.57932492911293265},{"$f":"IF($D435=\"Full\",'Failure Persistence Storage'!BS435,0)","v":1.4093152907296005},{"$f":"IF($D435=\"Full\",'Failure Persistence Storage'!BT435,0)","v":0.59457032198432547},{"$f":"IF($D435=\"Full\",'Failure Persistence Storage'!BW435,0)","v":1.454849111674547},{"$f":"IF($D435=\"Full\",'Failure Persistence Storage'!BX435,0)","v":0.61063979014606418},{"$f":"IF($D435=\"Full\",'Failure Persistence Storage'!CA435,0)","v":1.500382932619494},{"$f":"IF($D435=\"Full\",'Failure Persistence Storage'!CB435,0)","v":0.62760200653901044},{"$f":"IF($D435=\"Full\",'Failure Persistence Storage'!CE435,0)","v":1.5459167535644409},{"$f":"IF($D435=\"Full\",'Failure Persistence Storage'!CF435,0)","v":0.64553349244012492},{"$f":"IF($D435=\"Full\",'Failure Persistence Storage'!CI435,0)","v":1.591450574509387},{"$f":"IF($D435=\"Full\",'Failure Persistence Storage'!CJ435,0)","v":0.66451977162954035},{"$f":"IF($D435=\"Full\",'Failure Persistence Storage'!CM435,0)","v":1.6369843954543342},{"$f":"IF($D435=\"Full\",'Failure Persistence Storage'!CN435,0)","v":0.68465673440619312},{"$f":"IF($D435=\"Full\",'Failure Persistence Storage'!CQ435,0)","v":1.6825182163992805},{"$f":"IF($D435=\"Full\",'Failure Persistence Storage'!CR435,0)","v":0.70605225735638666},{"$f":"IF($D435=\"Full\",'Failure Persistence Storage'!CU435,0)","v":1.7280520373442274},{"$f":"IF($D435=\"Full\",'Failure Persistence Storage'!CV435,0)","v":0.72882813662594748},{"$f":"IF($D435=\"Full\",'Failure Persistence Storage'!CY435,0)","v":1.7735858582891739},{"$f":"IF($D435=\"Full\",'Failure Persistence Storage'!CZ435,0)","v":0.75312240784681228},{"$f":"IF($D435=\"Full\",'Failure Persistence Storage'!DC435,0)","v":1.8191196792341202},{"$f":"IF($D435=\"Full\",'Failure Persistence Storage'!DD435,0)","v":0.77909214604842658},{"$f":"IF($D435=\"Full\",'Failure Persistence Storage'!DG435,0)","v":1.8646535001790672},{"$f":"IF($D435=\"Full\",'Failure Persistence Storage'!DH435,0)","v":0.80691686555015596},{"$f":"IF($D435=\"Full\",'Failure Persistence Storage'!DK435,0)","v":1.9101873211240139},{"$f":"IF($D435=\"Full\",'Failure Persistence Storage'!DL435,0)","v":0.83680267538534692},{"$f":"IF($D435=\"Full\",'Failure Persistence Storage'!DO435,0)","v":1.9557211420689606},{"$f":"IF($D435=\"Full\",'Failure Persistence Storage'!DP435,0)","v":0.8689873936693987},{"$f":"IF($D435=\"Full\",'Failure Persistence Storage'!DS435,0)","v":2.0012549630139072},{"$f":"IF($D435=\"Full\",'Failure Persistence Storage'!DT435,0)","v":0.90374688941617476},{"$f":"IF($D435=\"Full\",'Failure Persistence Storage'!DW435,0)","v":2.0467887839588537},{"$f":"IF($D435=\"Full\",'Failure Persistence Storage'!DX435,0)","v":0.94140300980851543},{"$f":"IF($D435=\"Full\",'Failure Persistence Storage'!EA435,0)","v":2.0923226049038006},{"$f":"IF($D435=\"Full\",'Failure Persistence Storage'!EB435,0)","v":0.98233357545236388},{"$f":"IF($D435=\"Full\",'Failure Persistence Storage'!EE435,0)","v":2.1378564258487471},{"$f":"IF($D435=\"Full\",'Failure Persistence Storage'!EF435,0)","v":1.0269851016092897},{"$f":"IF($D435=\"Full\",'Failure Persistence Storage'!EI435,0)","v":2.1833902467936945},{"$f":"IF($D435=\"Full\",'Failure Persistence Storage'!EJ435,0)","v":1.0758891540668749},{"$f":"IF($D435=\"Full\",'Failure Persistence Storage'!EM435,0)","v":2.228924067738641},{"$f":"IF($D435=\"Full\",'Failure Persistence Storage'!EN435,0)","v":1.1296836117702189},{"$f":"IF($D435=\"Full\",'Failure Persistence Storage'!EQ435,0)","v":2.2744578886835884},{"$f":"IF($D435=\"Full\",'Failure Persistence Storage'!ER435,0)","v":1.1891406439686509},{"$f":"IF($D435=\"Full\",'Failure Persistence Storage'!EU435,0)","v":2.3199917096285341},{"$f":"IF($D435=\"Full\",'Failure Persistence Storage'!EV435,0)","v":1.2552040130780209},{"$f":"IF($D435=\"Full\",'Failure Persistence Storage'!EY435,0)","v":2.365525530573481},{"$f":"IF($D435=\"Full\",'Failure Persistence Storage'!EZ435,0)","v":1.3290395432590807},{"$f":"IF($D435=\"Full\",'Failure Persistence Storage'!FC435,0)","v":2.411059351518428},{"$f":"IF($D435=\"Full\",'Failure Persistence Storage'!FD435,0)","v":1.4121045147127733},{"$f":"IF($D435=\"Full\",'Failure Persistence Storage'!FG435,0)","v":2.4565931724633741},{"$f":"IF($D435=\"Full\",'Failure Persistence Storage'!FH435,0)","v":1.5062448156936246},{"$f":"IF($D435=\"Full\",'Failure Persistence Storage'!FK435,0)","v":2.502126993408321},{"$f":"IF($D435=\"Full\",'Failure Persistence Storage'!FL435,0)","v":1.6138337311003119},{"$f":"IF($D435=\"Full\",'Failure Persistence Storage'!FO435,0)","v":2.547660814353268},{"$f":"IF($D435=\"Full\",'Failure Persistence Storage'!FP435,0)","v":1.7379747873387974},{"$f":"IF($D435=\"Full\",'Failure Persistence Storage'!FS435,0)","v":2.593194635298214},{"$f":"IF($D435=\"Full\",'Failure Persistence Storage'!FT435,0)","v":1.8828060196170309},{"$f":"IF($D435=\"Full\",'Failure Persistence Storage'!FW435,0)","v":2.6387284562431614},{"$f":"IF($D435=\"Full\",'Failure Persistence Storage'!FX435,0)","v":2.0539702032185794},{"$f":"IF($D435=\"Full\",'Failure Persistence Storage'!GA435,0)","v":2.6842622771881084},{"$f":"IF($D435=\"Full\",'Failure Persistence Storage'!GB435,0)","v":2.2593672235404378},{"$f":"IF($D435=\"Full\",'Failure Persistence Storage'!GE435,0)","v":2.7297960981330549},{"$f":"IF($D435=\"Full\",'Failure Persistence Storage'!GF435,0)","v":2.5104080261560417},{"$f":"IF($D435=\"Full\",'Failure Persistence Storage'!GI435,0)","v":2.7753299190780014},{"$f":"IF($D435=\"Full\",'Failure Persistence Storage'!GJ435,0)","v":2.8242090294255466},{"$f":"IF($D435=\"Full\",'Failure Persistence Storage'!GM435,0)","v":2.8208637400229484},{"$f":"IF($D435=\"Full\",'Failure Persistence Storage'!GN435,0)","v":3.2276674622006238},{"$f":"IF($D435=\"Full\",'Failure Persistence Storage'!GQ435,0)","v":2.866397560967894},{"$f":"IF($D435=\"Full\",'Failure Persistence Storage'!GR435,0)","v":3.7656120392340617},{"$f":"IF($D435=\"Full\",'Failure Persistence Storage'!GU435,0)","v":2.9119313819128414},{"$f":"IF($D435=\"Full\",'Failure Persistence Storage'!GV435,0)","v":4.5187344470808757},{"$f":"IF($D435=\"Full\",'Failure Persistence Storage'!GY435,0)","v":2.9574652028577892},{"$f":"IF($D435=\"Full\",'Failure Persistence Storage'!GZ435,0)","v":5.6484180588510933},{"$f":"IF($D435=\"Full\",'Failure Persistence Storage'!HC435,0)","v":4.5935935491752033},{"$f":"IF($D435=\"Full\",'Failure Persistence Storage'!HD435,0)","v":7.5312240784681235},{"$f":"IF($D435=\"Full\",'Failure Persistence Storage'!HG435,0)","v":6.2297218954926175},{"$f":"IF($D435=\"Full\",'Failure Persistence Storage'!HH435,0)","v":11.296836117702187},{"$f":"IF($D435=\"Full\",'Failure Persistence Storage'!HK435,0)","v":7.8658502418100307},{"$f":"IF($D435=\"Full\",'Failure Persistence Storage'!HL435,0)","v":22.593672235404373},{"$f":"IF($D435=\"Full\",'Failure Persistence Storage'!HO435,0)","v":9.5019785881274466}]
[null,"Pipe A, 2",null,"Full",null,null,null,null,null,null,"Row Number",102,null,null,null,null,null,null,null,null,null,null,null,null,null,null,null,452.31255015840975,2.2108606087754543E-3,4.0734748296940857E-3,1.8424837882250258,461.73572828670996,2.1657410045147307E-3,7.9806853806251472E-3,3.6849675764500516,471.5598927183421,2.1206214002540071E-3,1.0043999903866053E-2,4.7363475171301141,481.81119473395825,2.0755017959932834E-3,1.0370501277007897E-2,4.996623610265214,492.51811017249059,2.0303821917325602E-3,1.0673515541508173E-2,5.2568997034003129,503.71170358550177,1.9852625874718366E-3,1.0953042697366881E-2,5.5171757965354109,515.42592925028077,1.9401429832111132E-3,1.120908274458403E-2,5.7774518896705116,527.6979751848113,1.8950233789503895E-3,1.1441635683159609E-2,6.0377279828056105,540.56865750639213,1.8499037746896659E-3,1.1650701513093621E-2,6.2980040759407103,554.08287394405193,1.8047841704289425E-3,1.1836280234386069E-2,6.5582801690758092,568.29012712210454,1.7596645661682188E-3,1.1998371847036952E-2,6.8185562622109099,583.24513046742311,1.7145449619074952E-3,1.2136976351046264E-2,7.0788323553460071,599.00851237194797,1.6694253576467718E-3,1.2252093746414014E-2,7.3391084484811051,615.64763771561331,1.6243057533860479E-3,1.2343724033140201E-2,7.5993845416162076,633.23757022177358,1.5791861491253247E-3,1.2411867211224819E-2,7.8596606347513056,651.86220464006101,1.5340665448646011E-3,1.2456523280667871E-2,8.1199367278864045,671.61560478066906,1.4889469406038774E-3,1.2477692241469357E-2,8.3802128210215034,692.60359243006485,1.443827336343154E-3,1.2475374093629279E-2,8.6404889141566024,714.9456437987767,1.3987077320824304E-3,1.2449568837147634E-2,8.9007650072917031,738.77716525873586,1.3535881278217067E-3,1.2400276472024423E-2,9.161041100426802,764.2522399228302,1.3084685235609833E-3,1.2327496998259645E-2,9.4213171935618991,791.54696277721689,1.2633489193002599E-3,1.2231230415853306E-2,9.6815932866969998,820.86351695415101,1.2182293150395361E-3,1.2111476724805396E-2,9.9418693798320987,852.43519068315675,1.1731097107788126E-3,1.1968235925115924E-2,10.202145472967199,886.53259831048308,1.127990106518089E-3,1.1801508016784881E-2,10.462421566102297,923.47145657341991,1.0828705022573654E-3,1.1611292999812277E-2,10.722697659237397,963.62238946791649,1.0377508979966417E-3,1.1397590874198105E-2,10.982973752372498,1007.4234071710035,9.926312937359183E-4,1.1160401639942367E-2,11.243249845507595,1055.3959503696226,9.4751168947519477E-4,1.0899725297045066E-2,11.503525938642694,1108.1657478881039,9.0239208521447124E-4,1.0615561845506195E-2,11.763802031777793,1166.4902609348462,8.572724809537476E-4,1.0307911285325761E-2,12.024078124912892,1231.2952754312266,8.1215287669302396E-4,9.9767736165037608E-3,12.284354218047993,1303.724409280122,7.6703327243230054E-4,9.6221488390401955E-3,12.544630311183091,1385.2071848601297,7.2191366817157701E-4,9.2440369529350648E-3,12.804906404318192,1477.5543305174717,6.7679406391085337E-4,8.8424379581883653E-3,13.065182497453289,1583.0939255544338,6.3167445965012995E-4,8.4173518548001022E-3,13.325458590588388,1704.8703813663135,5.8655485538940632E-4,7.9687786427702738E-3,13.585734683723491,1846.9429131468398,5.4143525112868268E-4,7.4967183220988765E-3,13.846010776858588,2014.8468143420071,4.9631564686795915E-4,7.0011708927859148E-3,14.106286869993687,2216.3314957762077,4.5119604260723562E-4,6.4821363548313894E-3,14.366562963128787,2462.5905508624533,4.0607643834651198E-4,5.9396147082352961E-3,14.626839056263888,2770.4143697202594,3.6095683408578851E-4,5.3736059529976383E-3,14.887115149398985,3166.1878511088676,3.1583722982506498E-4,4.7841100891184134E-3,15.147391242534082,3693.8858262936797,2.7071762556434134E-4,4.1711271165976232E-3,15.407667335669185,4432.6629915524154,2.2559802130361781E-4,3.5346570354352672E-3,15.667943428804284,5540.8287394405188,1.8047841704289425E-4,2.9059334104970889E-3,16.101279355782673,7387.7716525873593,1.3535881278217067E-4,2.2381058944844728E-3,16.534615282761063,11081.657478881038,9.0239208521447126E-5,1.5311744873974199E-3,16.967951209739457,22163.314957762075,4.5119604260723563E-5,7.8513918923592881E-4,17.401287136717851,null,{"$f":"IF($D438=\"Full\",'Failure Persistence Storage'!AB438,0)","v":452.31255015840975},{"$f":"IF($D438=\"Full\",'Failure Persistence Storage'!AE438,0)","v":1.8424837882250258},{"$f":"IF($D438=\"Full\",'Failure Persistence Storage'!AF438,0)","v":461.73572828670996},{"$f":"IF($D438=\"Full\",'Failure Persistence Storage'!AI438,0)","v":3.6849675764500516},{"$f":"IF($D438=\"Full\",'Failure Persistence Storage'!AJ438,0)","v":471.5598927183421},{"$f":"IF($D438=\"Full\",'Failure Persistence Storage'!AM438,0)","v":4.7363475171301141},{"$f":"IF($D438=\"Full\",'Failure Persistence Storage'!AN438,0)","v":481.81119473395825},{"$f":"IF($D438=\"Full\",'Failure Persistence Storage'!AQ438,0)","v":4.996623610265214},{"$f":"IF($D438=\"Full\",'Failure Persistence Storage'!AR438,0)","v":492.51811017249059},{"$f":"IF($D438=\"Full\",'Failure Persistence Storage'!AU438,0)","v":5.2568997034003129},{"$f":"IF($D438=\"Full\",'Failure Persistence Storage'!AV438,0)","v":503.71170358550177},{"$f":"IF($D438=\"Full\",'Failure Persistence Storage'!AY438,0)","v":5.5171757965354109},{"$f":"IF($D438=\"Full\",'Failure Persistence Storage'!AZ438,0)","v":515.42592925028077},{"$f":"IF($D438=\"Full\",'Failure Persistence Storage'!BC438,0)","v":5.7774518896705116},{"$f":"IF($D438=\"Full\",'Failure Persistence Storage'!BD438,0)","v":527.6979751848113},{"$f":"IF($D438=\"Full\",'Failure Persistence Storage'!BG438,0)","v":6.0377279828056105},{"$f":"IF($D438=\"Full\",'Failure Persistence Storage'!BH438,0)","v":540.56865750639213},{"$f":"IF($D438=\"Full\",'Failure Persistence Storage'!BK438,0)","v":6.2980040759407103},{"$f":"IF($D438=\"Full\",'Failure Persistence Storage'!BL438,0)","v":554.08287394405193},{"$f":"IF($D438=\"Full\",'Failure Persistence Storage'!BO438,0)","v":6.5582801690758092},{"$f":"IF($D438=\"Full\",'Failure Persistence Storage'!BP438,0)","v":568.29012712210454},{"$f":"IF($D438=\"Full\",'Failure Persistence Storage'!BS438,0)","v":6.8185562622109099},{"$f":"IF($D438=\"Full\",'Failure Persistence Storage'!BT438,0)","v":583.24513046742311},{"$f":"IF($D438=\"Full\",'Failure Persistence Storage'!BW438,0)","v":7.0788323553460071},{"$f":"IF($D438=\"Full\",'Failure Persistence Storage'!BX438,0)","v":599.00851237194797},{"$f":"IF($D438=\"Full\",'Failure Persistence Storage'!CA438,0)","v":7.3391084484811051},{"$f":"IF($D438=\"Full\",'Failure Persistence Storage'!CB438,0)","v":615.64763771561331},{"$f":"IF($D438=\"Full\",'Failure Persistence Storage'!CE438,0)","v":7.5993845416162076},{"$f":"IF($D438=\"Full\",'Failure Persistence Storage'!CF438,0)","v":633.23757022177358},{"$f":"IF($D438=\"Full\",'Failure Persistence Storage'!CI438,0)","v":7.8596606347513056},{"$f":"IF($D438=\"Full\",'Failure Persistence Storage'!CJ438,0)","v":651.86220464006101},{"$f":"IF($D438=\"Full\",'Failure Persistence Storage'!CM438,0)","v":8.1199367278864045},{"$f":"IF($D438=\"Full\",'Failure Persistence Storage'!CN438,0)","v":671.61560478066906},{"$f":"IF($D438=\"Full\",'Failure Persistence Storage'!CQ438,0)","v":8.3802128210215034},{"$f":"IF($D438=\"Full\",'Failure Persistence Storage'!CR438,0)","v":692.60359243006485},{"$f":"IF($D438=\"Full\",'Failure Persistence Storage'!CU438,0)","v":8.6404889141566024},{"$f":"IF($D438=\"Full\",'Failure Persistence Storage'!CV438,0)","v":714.9456437987767},{"$f":"IF($D438=\"Full\",'Failure Persistence Storage'!CY438,0)","v":8.9007650072917031},{"$f":"IF($D438=\"Full\",'Failure Persistence Storage'!CZ438,0)","v":738.77716525873586},{"$f":"IF($D438=\"Full\",'Failure Persistence Storage'!DC438,0)","v":9.161041100426802},{"$f":"IF($D438=\"Full\",'Failure Persistence Storage'!DD438,0)","v":764.2522399228302},{"$f":"IF($D438=\"Full\",'Failure Persistence Storage'!DG438,0)","v":9.4213171935618991},{"$f":"IF($D438=\"Full\",'Failure Persistence Storage'!DH438,0)","v":791.54696277721689},{"$f":"IF($D438=\"Full\",'Failure Persistence Storage'!DK438,0)","v":9.6815932866969998},{"$f":"IF($D438=\"Full\",'Failure Persistence Storage'!DL438,0)","v":820.86351695415101},{"$f":"IF($D438=\"Full\",'Failure Persistence Storage'!DO438,0)","v":9.9418693798320987},{"$f":"IF($D438=\"Full\",'Failure Persistence Storage'!DP438,0)","v":852.43519068315675},{"$f":"IF($D438=\"Full\",'Failure Persistence Storage'!DS438,0)","v":10.202145472967199},{"$f":"IF($D438=\"Full\",'Failure Persistence Storage'!DT438,0)","v":886.53259831048308},{"$f":"IF($D438=\"Full\",'Failure Persistence Storage'!DW438,0)","v":10.462421566102297},{"$f":"IF($D438=\"Full\",'Failure Persistence Storage'!DX438,0)","v":923.47145657341991},{"$f":"IF($D438=\"Full\",'Failure Persistence Storage'!EA438,0)","v":10.722697659237397},{"$f":"IF($D438=\"Full\",'Failure Persistence Storage'!EB438,0)","v":963.62238946791649},{"$f":"IF($D438=\"Full\",'Failure Persistence Storage'!EE438,0)","v":10.982973752372498},{"$f":"IF($D438=\"Full\",'Failure Persistence Storage'!EF438,0)","v":1007.4234071710035},{"$f":"IF($D438=\"Full\",'Failure Persistence Storage'!EI438,0)","v":11.243249845507595},{"$f":"IF($D438=\"Full\",'Failure Persistence Storage'!EJ438,0)","v":1055.3959503696226},{"$f":"IF($D438=\"Full\",'Failure Persistence Storage'!EM438,0)","v":11.503525938642694},{"$f":"IF($D438=\"Full\",'Failure Persistence Storage'!EN438,0)","v":1108.1657478881039},{"$f":"IF($D438=\"Full\",'Failure Persistence Storage'!EQ438,0)","v":11.763802031777793},{"$f":"IF($D438=\"Full\",'Failure Persistence Storage'!ER438,0)","v":1166.4902609348462},{"$f":"IF($D438=\"Full\",'Failure Persistence Storage'!EU438,0)","v":12.024078124912892},{"$f":"IF($D438=\"Full\",'Failure Persistence Storage'!EV438,0)","v":1231.2952754312266},{"$f":"IF($D438=\"Full\",'Failure Persistence Storage'!EY438,0)","v":12.284354218047993},{"$f":"IF($D438=\"Full\",'Failure Persistence Storage'!EZ438,0)","v":1303.724409280122},{"$f":"IF($D438=\"Full\",'Failure Persistence Storage'!FC438,0)","v":12.544630311183091},{"$f":"IF($D438=\"Full\",'Failure Persistence Storage'!FD438,0)","v":1385.2071848601297},{"$f":"IF($D438=\"Full\",'Failure Persistence Storage'!FG438,0)","v":12.804906404318192},{"$f":"IF($D438=\"Full\",'Failure Persistence Storage'!FH438,0)","v":1477.5543305174717},{"$f":"IF($D438=\"Full\",'Failure Persistence Storage'!FK438,0)","v":13.065182497453289},{"$f":"IF($D438=\"Full\",'Failure Persistence Storage'!FL438,0)","v":1583.0939255544338},{"$f":"IF($D438=\"Full\",'Failure Persistence Storage'!FO438,0)","v":13.325458590588388},{"$f":"IF($D438=\"Full\",'Failure Persistence Storage'!FP438,0)","v":1704.8703813663135},{"$f":"IF($D438=\"Full\",'Failure Persistence Storage'!FS438,0)","v":13.585734683723491},{"$f":"IF($D438=\"Full\",'Failure Persistence Storage'!FT438,0)","v":1846.9429131468398},{"$f":"IF($D438=\"Full\",'Failure Persistence Storage'!FW438,0)","v":13.846010776858588},{"$f":"IF($D438=\"Full\",'Failure Persistence Storage'!FX438,0)","v":2014.8468143420071},{"$f":"IF($D438=\"Full\",'Failure Persistence Storage'!GA438,0)","v":14.106286869993687},{"$f":"IF($D438=\"Full\",'Failure Persistence Storage'!GB438,0)","v":2216.3314957762077},{"$f":"IF($D438=\"Full\",'Failure Persistence Storage'!GE438,0)","v":14.366562963128787},{"$f":"IF($D438=\"Full\",'Failure Persistence Storage'!GF438,0)","v":2462.5905508624533},{"$f":"IF($D438=\"Full\",'Failure Persistence Storage'!GI438,0)","v":14.626839056263888},{"$f":"IF($D438=\"Full\",'Failure Persistence Storage'!GJ438,0)","v":2770.4143697202594},{"$f":"IF($D438=\"Full\",'Failure Persistence Storage'!GM438,0)","v":14.887115149398985},{"$f":"IF($D438=\"Full\",'Failure Persistence Storage'!GN438,0)","v":3166.1878511088676},{"$f":"IF($D438=\"Full\",'Failure Persistence Storage'!GQ438,0)","v":15.147391242534082},{"$f":"IF($D438=\"Full\",'Failure Persistence Storage'!GR438,0)","v":3693.8858262936797},{"$f":"IF($D438=\"Full\",'Failure Persistence Storage'!GU438,0)","v":15.407667335669185},{"$f":"IF($D438=\"Full\",'Failure Persistence Storage'!GV438,0)","v":4432.6629915524154},{"$f":"IF($D438=\"Full\",'Failure Persistence Storage'!GY438,0)","v":15.667943428804284},{"$f":"IF($D438=\"Full\",'Failure Persistence Storage'!GZ438,0)","v":5540.8287394405188},{"$f":"IF($D438=\"Full\",'Failure Persistence Storage'!HC438,0)","v":16.101279355782673},{"$f":"IF($D438=\"Full\",'Failure Persistence Storage'!HD438,0)","v":7387.7716525873593},{"$f":"IF($D438=\"Full\",'Failure Persistence Storage'!HG438,0)","v":16.534615282761063},{"$f":"IF($D438=\"Full\",'Failure Persistence Storage'!HH438,0)","v":11081.657478881038},{"$f":"IF($D438=\"Full\",'Failure Persistence Storage'!HK438,0)","v":16.967951209739457},{"$f":"IF($D438=\"Full\",'Failure Persistence Storage'!HL438,0)","v":22163.314957762075},{"$f":"IF($D438=\"Full\",'Failure Persistence Storage'!HO438,0)","v":17.401287136717851}]
[null,null,null," ",null,null,null,null,null,null,"Row Number",null,null,null,null,null,null,null,null,null,null,null,null,null,null,null,null," "," "," "," "," "," "," "," "," "," "," "," "," "," "," "," "," "," "," "," "," "," "," "," "," "," "," "," "," "," "," "," "," "," "," "," "," "," "," "," "," "," "," "," "," "," "," "," "," "," "," "," "," "," "," "," "," "," "," "," "," "," "," "," "," "," "," "," "," "," "," "," "," "," "," "," "," "," "," "," "," "," "," "," "," "," "," "," "," "," "," "," "," "," "," "," "," "," "," "," "," "," "," "," "," "," "," "," "," "," "," "," "," "," "," "," "," "," "," "," "," "," "," "," "," "," "," "," "," "," "," "," "," "," "," "," "," "," "," "," "," "," "," "," "," "," "," "," "," "," "," "," "," "," "," "," "," "," "," "," "," "," "," "," "," "," "," "," "," "," "," "," "," "," "," "," "," "," "," "," "," "," "," "," "," "," "," "," "," "," "," "," "," "," "," "," ",null,{"$f":"IF($D442=\"Full\",'Failure Persistence Storage'!AB442,0)","v":0},{"$f":"IF($D442=\"Full\",'Failure Persistence Storage'!AE442,0)","v":0},{"$f":"IF($D442=\"Full\",'Failure Persistence Storage'!AF442,0)","v":0},{"$f":"IF($D442=\"Full\",'Failure Persistence Storage'!AI442,0)","v":0},{"$f":"IF($D442=\"Full\",'Failure Persistence Storage'!AJ442,0)","v":0},{"$f":"IF($D442=\"Full\",'Failure Persistence Storage'!AM442,0)","v":0},{"$f":"IF($D442=\"Full\",'Failure Persistence Storage'!AN442,0)","v":0},{"$f":"IF($D442=\"Full\",'Failure Persistence Storage'!AQ442,0)","v":0},{"$f":"IF($D442=\"Full\",'Failure Persistence Storage'!AR442,0)","v":0},{"$f":"IF($D442=\"Full\",'Failure Persistence Storage'!AU442,0)","v":0},{"$f":"IF($D442=\"Full\",'Failure Persistence Storage'!AV442,0)","v":0},{"$f":"IF($D442=\"Full\",'Failure Persistence Storage'!AY442,0)","v":0},{"$f":"IF($D442=\"Full\",'Failure Persistence Storage'!AZ442,0)","v":0},{"$f":"IF($D442=\"Full\",'Failure Persistence Storage'!BC442,0)","v":0},{"$f":"IF($D442=\"Full\",'Failure Persistence Storage'!BD442,0)","v":0},{"$f":"IF($D442=\"Full\",'Failure Persistence Storage'!BG442,0)","v":0},{"$f":"IF($D442=\"Full\",'Failure Persistence Storage'!BH442,0)","v":0},{"$f":"IF($D442=\"Full\",'Failure Persistence Storage'!BK442,0)","v":0},{"$f":"IF($D442=\"Full\",'Failure Persistence Storage'!BL442,0)","v":0},{"$f":"IF($D442=\"Full\",'Failure Persistence Storage'!BO442,0)","v":0},{"$f":"IF($D442=\"Full\",'Failure Persistence Storage'!BP442,0)","v":0},{"$f":"IF($D442=\"Full\",'Failure Persistence Storage'!BS442,0)","v":0},{"$f":"IF($D442=\"Full\",'Failure Persistence Storage'!BT442,0)","v":0},{"$f":"IF($D442=\"Full\",'Failure Persistence Storage'!BW442,0)","v":0},{"$f":"IF($D442=\"Full\",'Failure Persistence Storage'!BX442,0)","v":0},{"$f":"IF($D442=\"Full\",'Failure Persistence Storage'!CA442,0)","v":0},{"$f":"IF($D442=\"Full\",'Failure Persistence Storage'!CB442,0)","v":0},{"$f":"IF($D442=\"Full\",'Failure Persistence Storage'!CE442,0)","v":0},{"$f":"IF($D442=\"Full\",'Failure Persistence Storage'!CF442,0)","v":0},{"$f":"IF($D442=\"Full\",'Failure Persistence Storage'!CI442,0)","v":0},{"$f":"IF($D442=\"Full\",'Failure Persistence Storage'!CJ442,0)","v":0},{"$f":"IF($D442=\"Full\",'Failure Persistence Storage'!CM442,0)","v":0},{"$f":"IF($D442=\"Full\",'Failure Persistence Storage'!CN442,0)","v":0},{"$f":"IF($D442=\"Full\",'Failure Persistence Storage'!CQ442,0)","v":0},{"$f":"IF($D442=\"Full\",'Failure Persistence Storage'!CR442,0)","v":0},{"$f":"IF($D442=\"Full\",'Failure Persistence Storage'!CU442,0)","v":0},{"$f":"IF($D442=\"Full\",'Failure Persistence Storage'!CV442,0)","v":0},{"$f":"IF($D442=\"Full\",'Failure Persistence Storage'!CY442,0)","v":0},{"$f":"IF($D442=\"Full\",'Failure Persistence Storage'!CZ442,0)","v":0},{"$f":"IF($D442=\"Full\",'Failure Persistence Storage'!DC442,0)","v":0},{"$f":"IF($D442=\"Full\",'Failure Persistence Storage'!DD442,0)","v":0},{"$f":"IF($D442=\"Full\",'Failure Persistence Storage'!DG442,0)","v":0},{"$f":"IF($D442=\"Full\",'Failure Persistence Storage'!DH442,0)","v":0},{"$f":"IF($D442=\"Full\",'Failure Persistence Storage'!DK442,0)","v":0},{"$f":"IF($D442=\"Full\",'Failure Persistence Storage'!DL442,0)","v":0},{"$f":"IF($D442=\"Full\",'Failure Persistence Storage'!DO442,0)","v":0},{"$f":"IF($D442=\"Full\",'Failure Persistence Storage'!DP442,0)","v":0},{"$f":"IF($D442=\"Full\",'Failure Persistence Storage'!DS442,0)","v":0},{"$f":"IF($D442=\"Full\",'Failure Persistence Storage'!DT442,0)","v":0},{"$f":"IF($D442=\"Full\",'Failure Persistence Storage'!DW442,0)","v":0},{"$f":"IF($D442=\"Full\",'Failure Persistence Storage'!DX442,0)","v":0},{"$f":"IF($D442=\"Full\",'Failure Persistence Storage'!EA442,0)","v":0},{"$f":"IF($D442=\"Full\",'Failure Persistence Storage'!EB442,0)","v":0},{"$f":"IF($D442=\"Full\",'Failure Persistence Storage'!EE442,0)","v":0},{"$f":"IF($D442=\"Full\",'Failure Persistence Storage'!EF442,0)","v":0},{"$f":"IF($D442=\"Full\",'Failure Persistence Storage'!EI442,0)","v":0},{"$f":"IF($D442=\"Full\",'Failure Persistence Storage'!EJ442,0)","v":0},{"$f":"IF($D442=\"Full\",'Failure Persistence Storage'!EM442,0)","v":0},{"$f":"IF($D442=\"Full\",'Failure Persistence Storage'!EN442,0)","v":0},{"$f":"IF($D442=\"Full\",'Failure Persistence Storage'!EQ442,0)","v":0},{"$f":"IF($D442=\"Full\",'Failure Persistence Storage'!ER442,0)","v":0},{"$f":"IF($D442=\"Full\",'Failure Persistence Storage'!EU442,0)","v":0},{"$f":"IF($D442=\"Full\",'Failure Persistence Storage'!EV442,0)","v":0},{"$f":"IF($D442=\"Full\",'Failure Persistence Storage'!EY442,0)","v":0},{"$f":"IF($D442=\"Full\",'Failure Persistence Storage'!EZ442,0)","v":0},{"$f":"IF($D442=\"Full\",'Failure Persistence Storage'!FC442,0)","v":0},{"$f":"IF($D442=\"Full\",'Failure Persistence Storage'!FD442,0)","v":0},{"$f":"IF($D442=\"Full\",'Failure Persistence Storage'!FG442,0)","v":0},{"$f":"IF($D442=\"Full\",'Failure Persistence Storage'!FH442,0)","v":0},{"$f":"IF($D442=\"Full\",'Failure Persistence Storage'!FK442,0)","v":0},{"$f":"IF($D442=\"Full\",'Failure Persistence Storage'!FL442,0)","v":0},{"$f":"IF($D442=\"Full\",'Failure Persistence Storage'!FO442,0)","v":0},{"$f":"IF($D442=\"Full\",'Failure Persistence Storage'!FP442,0)","v":0},{"$f":"IF($D442=\"Full\",'Failure Persistence Storage'!FS442,0)","v":0},{"$f":"IF($D442=\"Full\",'Failure Persistence Storage'!FT442,0)","v":0},{"$f":"IF($D442=\"Full\",'Failure Persistence Storage'!FW442,0)","v":0},{"$f":"IF($D442=\"Full\",'Failure Persistence Storage'!FX442,0)","v":0},{"$f":"IF($D442=\"Full\",'Failure Persistence Storage'!GA442,0)","v":0},{"$f":"IF($D442=\"Full\",'Failure Persistence Storage'!GB442,0)","v":0},{"$f":"IF($D442=\"Full\",'Failure Persistence Storage'!GE442,0)","v":0},{"$f":"IF($D442=\"Full\",'Failure Persistence Storage'!GF442,0)","v":0},{"$f":"IF($D442=\"Full\",'Failure Persistence Storage'!GI442,0)","v":0},{"$f":"IF($D442=\"Full\",'Failure Persistence Storage'!GJ442,0)","v":0},{"$f":"IF($D442=\"Full\",'Failure Persistence Storage'!GM442,0)","v":0},{"$f":"IF($D442=\"Full\",'Failure Persistence Storage'!GN442,0)","v":0},{"$f":"IF($D442=\"Full\",'Failure Persistence Storage'!GQ442,0)","v":0},{"$f":"IF($D442=\"Full\",'Failure Persistence Storage'!GR442,0)","v":0},{"$f":"IF($D442=\"Full\",'Failure Persistence Storage'!GU442,0)","v":0},{"$f":"IF($D442=\"Full\",'Failure Persistence Storage'!GV442,0)","v":0},{"$f":"IF($D442=\"Full\",'Failure Persistence Storage'!GY442,0)","v":0},{"$f":"IF($D442=\"Full\",'Failure Persistence Storage'!GZ442,0)","v":0},{"$f":"IF($D442=\"Full\",'Failure Persistence Storage'!HC442,0)","v":0},{"$f":"IF($D442=\"Full\",'Failure Persistence Storage'!HD442,0)","v":0},{"$f":"IF($D442=\"Full\",'Failure Persistence Storage'!HG442,0)","v":0},{"$f":"IF($D442=\"Full\",'Failure Persistence Storage'!HH442,0)","v":0},{"$f":"IF($D442=\"Full\",'Failure Persistence Storage'!HK442,0)","v":0},{"$f":"IF($D442=\"Full\",'Failure Persistence Storage'!HL442,0)","v":0},{"$f":"IF($D442=\"Full\",'Failure Persistence Storage'!HO442,0)","v":0}]
[null,null,null," ",null,null,null,null,null,null,"Row Number",null,null,null,null,null,null,null,null,null,null,null,null,null,null,null,null," "," "," "," "," "," "," "," "," "," "," "," "," "," "," "," "," "," "," "," "," "," "," "," "," "," "," "," "," "," "," "," "," "," "," "," "," "," "," "," "," "," "," "," "," "," "," "," "," "," "," "," "," "," "," "," "," "," "," "," "," "," "," "," "," "," "," "," "," "," "," "," "," "," "," "," "," "," "," "," "," "," "," "," "," "," "," "," "," "," "," "," "," "," "," "," "," "," "," "," "," "," "," "," "," "," "," "," "," "," "," "," "," "," "," "," "," "," "," "," "," "," "," "," "," "," "," "," "," "," "," "," "," "," "," "," "," "," "," "," "," "," "," "," "," "," "," "," "," "," "," "," "," "," "," "," "," "," "," "," "," "," "," "," "," "," "," "," "," "," "," "," "," "," "," "," "," "," "," "," "," "," "," "," "," "," "," "," "," "," "," "," "," "," "," "," ",null,{"$f":"IF($D447=\"Full\",'Failure Persistence Storage'!AB447,0)","v":0},{"$f":"IF($D447=\"Full\",'Failure Persistence Storage'!AE447,0)","v":0},{"$f":"IF($D447=\"Full\",'Failure Persistence Storage'!AF447,0)","v":0},{"$f":"IF($D447=\"Full\",'Failure Persistence Storage'!AI447,0)","v":0},{"$f":"IF($D447=\"Full\",'Failure Persistence Storage'!AJ447,0)","v":0},{"$f":"IF($D447=\"Full\",'Failure Persistence Storage'!AM447,0)","v":0},{"$f":"IF($D447=\"Full\",'Failure Persistence Storage'!AN447,0)","v":0},{"$f":"IF($D447=\"Full\",'Failure Persistence Storage'!AQ447,0)","v":0},{"$f":"IF($D447=\"Full\",'Failure Persistence Storage'!AR447,0)","v":0},{"$f":"IF($D447=\"Full\",'Failure Persistence Storage'!AU447,0)","v":0},{"$f":"IF($D447=\"Full\",'Failure Persistence Storage'!AV447,0)","v":0},{"$f":"IF($D447=\"Full\",'Failure Persistence Storage'!AY447,0)","v":0},{"$f":"IF($D447=\"Full\",'Failure Persistence Storage'!AZ447,0)","v":0},{"$f":"IF($D447=\"Full\",'Failure Persistence Storage'!BC447,0)","v":0},{"$f":"IF($D447=\"Full\",'Failure Persistence Storage'!BD447,0)","v":0},{"$f":"IF($D447=\"Full\",'Failure Persistence Storage'!BG447,0)","v":0},{"$f":"IF($D447=\"Full\",'Failure Persistence Storage'!BH447,0)","v":0},{"$f":"IF($D447=\"Full\",'Failure Persistence Storage'!BK447,0)","v":0},{"$f":"IF($D447=\"Full\",'Failure Persistence Storage'!BL447,0)","v":0},{"$f":"IF($D447=\"Full\",'Failure Persistence Storage'!BO447,0)","v":0},{"$f":"IF($D447=\"Full\",'Failure Persistence Storage'!BP447,0)","v":0},{"$f":"IF($D447=\"Full\",'Failure Persistence Storage'!BS447,0)","v":0},{"$f":"IF($D447=\"Full\",'Failure Persistence Storage'!BT447,0)","v":0},{"$f":"IF($D447=\"Full\",'Failure Persistence Storage'!BW447,0)","v":0},{"$f":"IF($D447=\"Full\",'Failure Persistence Storage'!BX447,0)","v":0},{"$f":"IF($D447=\"Full\",'Failure Persistence Storage'!CA447,0)","v":0},{"$f":"IF($D447=\"Full\",'Failure Persistence Storage'!CB447,0)","v":0},{"$f":"IF($D447=\"Full\",'Failure Persistence Storage'!CE447,0)","v":0},{"$f":"IF($D447=\"Full\",'Failure Persistence Storage'!CF447,0)","v":0},{"$f":"IF($D447=\"Full\",'Failure Persistence Storage'!CI447,0)","v":0},{"$f":"IF($D447=\"Full\",'Failure Persistence Storage'!CJ447,0)","v":0},{"$f":"IF($D447=\"Full\",'Failure Persistence Storage'!CM447,0)","v":0},{"$f":"IF($D447=\"Full\",'Failure Persistence Storage'!CN447,0)","v":0},{"$f":"IF($D447=\"Full\",'Failure Persistence Storage'!CQ447,0)","v":0},{"$f":"IF($D447=\"Full\",'Failure Persistence Storage'!CR447,0)","v":0},{"$f":"IF($D447=\"Full\",'Failure Persistence Storage'!CU447,0)","v":0},{"$f":"IF($D447=\"Full\",'Failure Persistence Storage'!CV447,0)","v":0},{"$f":"IF($D447=\"Full\",'Failure Persistence Storage'!CY447,0)","v":0},{"$f":"IF($D447=\"Full\",'Failure Persistence Storage'!CZ447,0)","v":0},{"$f":"IF($D447=\"Full\",'Failure Persistence Storage'!DC447,0)","v":0},{"$f":"IF($D447=\"Full\",'Failure Persistence Storage'!DD447,0)","v":0},{"$f":"IF($D447=\"Full\",'Failure Persistence Storage'!DG447,0)","v":0},{"$f":"IF($D447=\"Full\",'Failure Persistence Storage'!DH447,0)","v":0},{"$f":"IF($D447=\"Full\",'Failure Persistence Storage'!DK447,0)","v":0},{"$f":"IF($D447=\"Full\",'Failure Persistence Storage'!DL447,0)","v":0},{"$f":"IF($D447=\"Full\",'Failure Persistence Storage'!DO447,0)","v":0},{"$f":"IF($D447=\"Full\",'Failure Persistence Storage'!DP447,0)","v":0},{"$f":"IF($D447=\"Full\",'Failure Persistence Storage'!DS447,0)","v":0},{"$f":"IF($D447=\"Full\",'Failure Persistence Storage'!DT447,0)","v":0},{"$f":"IF($D447=\"Full\",'Failure Persistence Storage'!DW447,0)","v":0},{"$f":"IF($D447=\"Full\",'Failure Persistence Storage'!DX447,0)","v":0},{"$f":"IF($D447=\"Full\",'Failure Persistence Storage'!EA447,0)","v":0},{"$f":"IF($D447=\"Full\",'Failure Persistence Storage'!EB447,0)","v":0},{"$f":"IF($D447=\"Full\",'Failure Persistence Storage'!EE447,0)","v":0},{"$f":"IF($D447=\"Full\",'Failure Persistence Storage'!EF447,0)","v":0},{"$f":"IF($D447=\"Full\",'Failure Persistence Storage'!EI447,0)","v":0},{"$f":"IF($D447=\"Full\",'Failure Persistence Storage'!EJ447,0)","v":0},{"$f":"IF($D447=\"Full\",'Failure Persistence Storage'!EM447,0)","v":0},{"$f":"IF($D447=\"Full\",'Failure Persistence Storage'!EN447,0)","v":0},{"$f":"IF($D447=\"Full\",'Failure Persistence Storage'!EQ447,0)","v":0},{"$f":"IF($D447=\"Full\",'Failure Persistence Storage'!ER447,0)","v":0},{"$f":"IF($D447=\"Full\",'Failure Persistence Storage'!EU447,0)","v":0},{"$f":"IF($D447=\"Full\",'Failure Persistence Storage'!EV447,0)","v":0},{"$f":"IF($D447=\"Full\",'Failure Persistence Storage'!EY447,0)","v":0},{"$f":"IF($D447=\"Full\",'Failure Persistence Storage'!EZ447,0)","v":0},{"$f":"IF($D447=\"Full\",'Failure Persistence Storage'!FC447,0)","v":0},{"$f":"IF($D447=\"Full\",'Failure Persistence Storage'!FD447,0)","v":0},{"$f":"IF($D447=\"Full\",'Failure Persistence Storage'!FG447,0)","v":0},{"$f":"IF($D447=\"Full\",'Failure Persistence Storage'!FH447,0)","v":0},{"$f":"IF($D447=\"Full\",'Failure Persistence Storage'!FK447,0)","v":0},{"$f":"IF($D447=\"Full\",'Failure Persistence Storage'!FL447,0)","v":0},{"$f":"IF($D447=\"Full\",'Failure Persistence Storage'!FO447,0)","v":0},{"$f":"IF($D447=\"Full\",'Failure Persistence Storage'!FP447,0)","v":0},{"$f":"IF($D447=\"Full\",'Failure Persistence Storage'!FS447,0)","v":0},{"$f":"IF($D447=\"Full\",'Failure Persistence Storage'!FT447,0)","v":0},{"$f":"IF($D447=\"Full\",'Failure Persistence Storage'!FW447,0)","v":0},{"$f":"IF($D447=\"Full\",'Failure Persistence Storage'!FX447,0)","v":0},{"$f":"IF($D447=\"Full\",'Failure Persistence Storage'!GA447,0)","v":0},{"$f":"IF($D447=\"Full\",'Failure Persistence Storage'!GB447,0)","v":0},{"$f":"IF($D447=\"Full\",'Failure Persistence Storage'!GE447,0)","v":0},{"$f":"IF($D447=\"Full\",'Failure Persistence Storage'!GF447,0)","v":0},{"$f":"IF($D447=\"Full\",'Failure Persistence Storage'!GI447,0)","v":0},{"$f":"IF($D447=\"Full\",'Failure Persistence Storage'!GJ447,0)","v":0},{"$f":"IF($D447=\"Full\",'Failure Persistence Storage'!GM447,0)","v":0},{"$f":"IF($D447=\"Full\",'Failure Persistence Storage'!GN447,0)","v":0},{"$f":"IF($D447=\"Full\",'Failure Persistence Storage'!GQ447,0)","v":0},{"$f":"IF($D447=\"Full\",'Failure Persistence Storage'!GR447,0)","v":0},{"$f":"IF($D447=\"Full\",'Failure Persistence Storage'!GU447,0)","v":0},{"$f":"IF($D447=\"Full\",'Failure Persistence Storage'!GV447,0)","v":0},{"$f":"IF($D447=\"Full\",'Failure Persistence Storage'!GY447,0)","v":0},{"$f":"IF($D447=\"Full\",'Failure Persistence Storage'!GZ447,0)","v":0},{"$f":"IF($D447=\"Full\",'Failure Persistence Storage'!HC447,0)","v":0},{"$f":"IF($D447=\"Full\",'Failure Persistence Storage'!HD447,0)","v":0},{"$f":"IF($D447=\"Full\",'Failure Persistence Storage'!HG447,0)","v":0},{"$f":"IF($D447=\"Full\",'Failure Persistence Storage'!HH447,0)","v":0},{"$f":"IF($D447=\"Full\",'Failure Persistence Storage'!HK447,0)","v":0},{"$f":"IF($D447=\"Full\",'Failure Persistence Storage'!HL447,0)","v":0},{"$f":"IF($D447=\"Full\",'Failure Persistence Storage'!HO447,0)","v":0}]
[null,null,null," ",null,null,null,null,null,null,"Row Number",null,null,null,null,null,null,null,null,null,null,null,null,null,null,null,null," "," "," "," "," "," "," "," "," "," "," "," "," "," "," "," "," "," "," "," "," "," "," "," "," "," "," "," "," "," "," "," "," "," "," "," "," "," "," "," "," "," "," "," "," "," "," "," "," "," "," "," "," "," "," "," "," "," "," "," "," "," "," "," "," "," "," "," "," "," "," "," "," "," "," "," "," "," "," "," "," "," "," "," "," "," "," "," "," "," "," "," "," "," "," "," "," "," "," "," "," "," "," "," "," "," "," "," "," "," "," "," "," "," "," "," "," "," "," "," "," "," "," "," "," "," "," "," "," "," "," "," "," "," "," "," "," "," "," "," "," "," "," "," "," "," "," "," "," "," "," "," "," "," "," "," "," "," "," "," "," "," "," "," "," "," "," "," "," "," "," "," "," "," "," "," "," "," "," "," "," "," "," "," "," "," "," "," "," "," "," "," "," "," "," "," ",null,{"$f":"IF($D448=\"Full\",'Failure Persistence Storage'!AB448,0)","v":0},{"$f":"IF($D448=\"Full\",'Failure Persistence Storage'!AE448,0)","v":0},{"$f":"IF($D448=\"Full\",'Failure Persistence Storage'!AF448,0)","v":0},{"$f":"IF($D448=\"Full\",'Failure Persistence Storage'!AI448,0)","v":0},{"$f":"IF($D448=\"Full\",'Failure Persistence Storage'!AJ448,0)","v":0},{"$f":"IF($D448=\"Full\",'Failure Persistence Storage'!AM448,0)","v":0},{"$f":"IF($D448=\"Full\",'Failure Persistence Storage'!AN448,0)","v":0},{"$f":"IF($D448=\"Full\",'Failure Persistence Storage'!AQ448,0)","v":0},{"$f":"IF($D448=\"Full\",'Failure Persistence Storage'!AR448,0)","v":0},{"$f":"IF($D448=\"Full\",'Failure Persistence Storage'!AU448,0)","v":0},{"$f":"IF($D448=\"Full\",'Failure Persistence Storage'!AV448,0)","v":0},{"$f":"IF($D448=\"Full\",'Failure Persistence Storage'!AY448,0)","v":0},{"$f":"IF($D448=\"Full\",'Failure Persistence Storage'!AZ448,0)","v":0},{"$f":"IF($D448=\"Full\",'Failure Persistence Storage'!BC448,0)","v":0},{"$f":"IF($D448=\"Full\",'Failure Persistence Storage'!BD448,0)","v":0},{"$f":"IF($D448=\"Full\",'Failure Persistence Storage'!BG448,0)","v":0},{"$f":"IF($D448=\"Full\",'Failure Persistence Storage'!BH448,0)","v":0},{"$f":"IF($D448=\"Full\",'Failure Persistence Storage'!BK448,0)","v":0},{"$f":"IF($D448=\"Full\",'Failure Persistence Storage'!BL448,0)","v":0},{"$f":"IF($D448=\"Full\",'Failure Persistence Storage'!BO448,0)","v":0},{"$f":"IF($D448=\"Full\",'Failure Persistence Storage'!BP448,0)","v":0},{"$f":"IF($D448=\"Full\",'Failure Persistence Storage'!BS448,0)","v":0},{"$f":"IF($D448=\"Full\",'Failure Persistence Storage'!BT448,0)","v":0},{"$f":"IF($D448=\"Full\",'Failure Persistence Storage'!BW448,0)","v":0},{"$f":"IF($D448=\"Full\",'Failure Persistence Storage'!BX448,0)","v":0},{"$f":"IF($D448=\"Full\",'Failure Persistence Storage'!CA448,0)","v":0},{"$f":"IF($D448=\"Full\",'Failure Persistence Storage'!CB448,0)","v":0},{"$f":"IF($D448=\"Full\",'Failure Persistence Storage'!CE448,0)","v":0},{"$f":"IF($D448=\"Full\",'Failure Persistence Storage'!CF448,0)","v":0},{"$f":"IF($D448=\"Full\",'Failure Persistence Storage'!CI448,0)","v":0},{"$f":"IF($D448=\"Full\",'Failure Persistence Storage'!CJ448,0)","v":0},{"$f":"IF($D448=\"Full\",'Failure Persistence Storage'!CM448,0)","v":0},{"$f":"IF($D448=\"Full\",'Failure Persistence Storage'!CN448,0)","v":0},{"$f":"IF($D448=\"Full\",'Failure Persistence Storage'!CQ448,0)","v":0},{"$f":"IF($D448=\"Full\",'Failure Persistence Storage'!CR448,0)","v":0},{"$f":"IF($D448=\"Full\",'Failure Persistence Storage'!CU448,0)","v":0},{"$f":"IF($D448=\"Full\",'Failure Persistence Storage'!CV448,0)","v":0},{"$f":"IF($D448=\"Full\",'Failure Persistence Storage'!CY448,0)","v":0},{"$f":"IF($D448=\"Full\",'Failure Persistence Storage'!CZ448,0)","v":0},{"$f":"IF($D448=\"Full\",'Failure Persistence Storage'!DC448,0)","v":0},{"$f":"IF($D448=\"Full\",'Failure Persistence Storage'!DD448,0)","v":0},{"$f":"IF($D448=\"Full\",'Failure Persistence Storage'!DG448,0)","v":0},{"$f":"IF($D448=\"Full\",'Failure Persistence Storage'!DH448,0)","v":0},{"$f":"IF($D448=\"Full\",'Failure Persistence Storage'!DK448,0)","v":0},{"$f":"IF($D448=\"Full\",'Failure Persistence Storage'!DL448,0)","v":0},{"$f":"IF($D448=\"Full\",'Failure Persistence Storage'!DO448,0)","v":0},{"$f":"IF($D448=\"Full\",'Failure Persistence Storage'!DP448,0)","v":0},{"$f":"IF($D448=\"Full\",'Failure Persistence Storage'!DS448,0)","v":0},{"$f":"IF($D448=\"Full\",'Failure Persistence Storage'!DT448,0)","v":0},{"$f":"IF($D448=\"Full\",'Failure Persistence Storage'!DW448,0)","v":0},{"$f":"IF($D448=\"Full\",'Failure Persistence Storage'!DX448,0)","v":0},{"$f":"IF($D448=\"Full\",'Failure Persistence Storage'!EA448,0)","v":0},{"$f":"IF($D448=\"Full\",'Failure Persistence Storage'!EB448,0)","v":0},{"$f":"IF($D448=\"Full\",'Failure Persistence Storage'!EE448,0)","v":0},{"$f":"IF($D448=\"Full\",'Failure Persistence Storage'!EF448,0)","v":0},{"$f":"IF($D448=\"Full\",'Failure Persistence Storage'!EI448,0)","v":0},{"$f":"IF($D448=\"Full\",'Failure Persistence Storage'!EJ448,0)","v":0},{"$f":"IF($D448=\"Full\",'Failure Persistence Storage'!EM448,0)","v":0},{"$f":"IF($D448=\"Full\",'Failure Persistence Storage'!EN448,0)","v":0},{"$f":"IF($D448=\"Full\",'Failure Persistence Storage'!EQ448,0)","v":0},{"$f":"IF($D448=\"Full\",'Failure Persistence Storage'!ER448,0)","v":0},{"$f":"IF($D448=\"Full\",'Failure Persistence Storage'!EU448,0)","v":0},{"$f":"IF($D448=\"Full\",'Failure Persistence Storage'!EV448,0)","v":0},{"$f":"IF($D448=\"Full\",'Failure Persistence Storage'!EY448,0)","v":0},{"$f":"IF($D448=\"Full\",'Failure Persistence Storage'!EZ448,0)","v":0},{"$f":"IF($D448=\"Full\",'Failure Persistence Storage'!FC448,0)","v":0},{"$f":"IF($D448=\"Full\",'Failure Persistence Storage'!FD448,0)","v":0},{"$f":"IF($D448=\"Full\",'Failure Persistence Storage'!FG448,0)","v":0},{"$f":"IF($D448=\"Full\",'Failure Persistence Storage'!FH448,0)","v":0},{"$f":"IF($D448=\"Full\",'Failure Persistence Storage'!FK448,0)","v":0},{"$f":"IF($D448=\"Full\",'Failure Persistence Storage'!FL448,0)","v":0},{"$f":"IF($D448=\"Full\",'Failure Persistence Storage'!FO448,0)","v":0},{"$f":"IF($D448=\"Full\",'Failure Persistence Storage'!FP448,0)","v":0},{"$f":"IF($D448=\"Full\",'Failure Persistence Storage'!FS448,0)","v":0},{"$f":"IF($D448=\"Full\",'Failure Persistence Storage'!FT448,0)","v":0},{"$f":"IF($D448=\"Full\",'Failure Persistence Storage'!FW448,0)","v":0},{"$f":"IF($D448=\"Full\",'Failure Persistence Storage'!FX448,0)","v":0},{"$f":"IF($D448=\"Full\",'Failure Persistence Storage'!GA448,0)","v":0},{"$f":"IF($D448=\"Full\",'Failure Persistence Storage'!GB448,0)","v":0},{"$f":"IF($D448=\"Full\",'Failure Persistence Storage'!GE448,0)","v":0},{"$f":"IF($D448=\"Full\",'Failure Persistence Storage'!GF448,0)","v":0},{"$f":"IF($D448=\"Full\",'Failure Persistence Storage'!GI448,0)","v":0},{"$f":"IF($D448=\"Full\",'Failure Persistence Storage'!GJ448,0)","v":0},{"$f":"IF($D448=\"Full\",'Failure Persistence Storage'!GM448,0)","v":0},{"$f":"IF($D448=\"Full\",'Failure Persistence Storage'!GN448,0)","v":0},{"$f":"IF($D448=\"Full\",'Failure Persistence Storage'!GQ448,0)","v":0},{"$f":"IF($D448=\"Full\",'Failure Persistence Storage'!GR448,0)","v":0},{"$f":"IF($D448=\"Full\",'Failure Persistence Storage'!GU448,0)","v":0},{"$f":"IF($D448=\"Full\",'Failure Persistence Storage'!GV448,0)","v":0},{"$f":"IF($D448=\"Full\",'Failure Persistence Storage'!GY448,0)","v":0},{"$f":"IF($D448=\"Full\",'Failure Persistence Storage'!GZ448,0)","v":0},{"$f":"IF($D448=\"Full\",'Failure Persistence Storage'!HC448,0)","v":0},{"$f":"IF($D448=\"Full\",'Failure Persistence Storage'!HD448,0)","v":0},{"$f":"IF($D448=\"Full\",'Failure Persistence Storage'!HG448,0)","v":0},{"$f":"IF($D448=\"Full\",'Failure Persistence Storage'!HH448,0)","v":0},{"$f":"IF($D448=\"Full\",'Failure Persistence Storage'!HK448,0)","v":0},{"$f":"IF($D448=\"Full\",'Failure Persistence Storage'!HL448,0)","v":0},{"$f":"IF($D448=\"Full\",'Failure Persistence Storage'!HO448,0)","v":0}]
[null,null,null," ",null,null,null,null,null,null,"Row Number",null,null,null,null,null,null,null,null,null,null,null,null,null,null,null,null," "," "," "," "," "," "," "," "," "," "," "," "," "," "," "," "," "," "," "," "," "," "," "," "," "," "," "," "," "," "," "," "," "," "," "," "," "," "," "," "," "," "," "," "," "," "," "," "," "," "," "," "," "," "," "," "," "," "," "," "," "," "," "," "," "," "," "," "," "," "," "," "," "," "," "," "," "," "," "," "," "," "," "," "," "," "," "," "," "," "," "," "," "," "," "," "," "," "," "," "," "," "," "," "," "," "," "," "," "," "," "," "," "," "," "," "," "," "," "," "," "," "," "," "," "," "," "," "," "," "," "," "," "," "," "," "," "," "," "," "," "," "," "," "," "," "," "," "," "," "," "," "," "," "," "," "," "," "," "," "," "," "," "," "," "," "," "," "," "," "," "," "," "," "," "," "," "," "," "," "," "," "," "," "," "," "," "," "," "," "," "," "," "," "," "," ",null,{"$f":"IF($D452=\"Full\",'Failure Persistence Storage'!AB452,0)","v":0},{"$f":"IF($D452=\"Full\",'Failure Persistence Storage'!AE452,0)","v":0},{"$f":"IF($D452=\"Full\",'Failure Persistence Storage'!AF452,0)","v":0},{"$f":"IF($D452=\"Full\",'Failure Persistence Storage'!AI452,0)","v":0},{"$f":"IF($D452=\"Full\",'Failure Persistence Storage'!AJ452,0)","v":0},{"$f":"IF($D452=\"Full\",'Failure Persistence Storage'!AM452,0)","v":0},{"$f":"IF($D452=\"Full\",'Failure Persistence Storage'!AN452,0)","v":0},{"$f":"IF($D452=\"Full\",'Failure Persistence Storage'!AQ452,0)","v":0},{"$f":"IF($D452=\"Full\",'Failure Persistence Storage'!AR452,0)","v":0},{"$f":"IF($D452=\"Full\",'Failure Persistence Storage'!AU452,0)","v":0},{"$f":"IF($D452=\"Full\",'Failure Persistence Storage'!AV452,0)","v":0},{"$f":"IF($D452=\"Full\",'Failure Persistence Storage'!AY452,0)","v":0},{"$f":"IF($D452=\"Full\",'Failure Persistence Storage'!AZ452,0)","v":0},{"$f":"IF($D452=\"Full\",'Failure Persistence Storage'!BC452,0)","v":0},{"$f":"IF($D452=\"Full\",'Failure Persistence Storage'!BD452,0)","v":0},{"$f":"IF($D452=\"Full\",'Failure Persistence Storage'!BG452,0)","v":0},{"$f":"IF($D452=\"Full\",'Failure Persistence Storage'!BH452,0)","v":0},{"$f":"IF($D452=\"Full\",'Failure Persistence Storage'!BK452,0)","v":0},{"$f":"IF($D452=\"Full\",'Failure Persistence Storage'!BL452,0)","v":0},{"$f":"IF($D452=\"Full\",'Failure Persistence Storage'!BO452,0)","v":0},{"$f":"IF($D452=\"Full\",'Failure Persistence Storage'!BP452,0)","v":0},{"$f":"IF($D452=\"Full\",'Failure Persistence Storage'!BS452,0)","v":0},{"$f":"IF($D452=\"Full\",'Failure Persistence Storage'!BT452,0)","v":0},{"$f":"IF($D452=\"Full\",'Failure Persistence Storage'!BW452,0)","v":0},{"$f":"IF($D452=\"Full\",'Failure Persistence Storage'!BX452,0)","v":0},{"$f":"IF($D452=\"Full\",'Failure Persistence Storage'!CA452,0)","v":0},{"$f":"IF($D452=\"Full\",'Failure Persistence Storage'!CB452,0)","v":0},{"$f":"IF($D452=\"Full\",'Failure Persistence Storage'!CE452,0)","v":0},{"$f":"IF($D452=\"Full\",'Failure Persistence Storage'!CF452,0)","v":0},{"$f":"IF($D452=\"Full\",'Failure Persistence Storage'!CI452,0)","v":0},{"$f":"IF($D452=\"Full\",'Failure Persistence Storage'!CJ452,0)","v":0},{"$f":"IF($D452=\"Full\",'Failure Persistence Storage'!CM452,0)","v":0},{"$f":"IF($D452=\"Full\",'Failure Persistence Storage'!CN452,0)","v":0},{"$f":"IF($D452=\"Full\",'Failure Persistence Storage'!CQ452,0)","v":0},{"$f":"IF($D452=\"Full\",'Failure Persistence Storage'!CR452,0)","v":0},{"$f":"IF($D452=\"Full\",'Failure Persistence Storage'!CU452,0)","v":0},{"$f":"IF($D452=\"Full\",'Failure Persistence Storage'!CV452,0)","v":0},{"$f":"IF($D452=\"Full\",'Failure Persistence Storage'!CY452,0)","v":0},{"$f":"IF($D452=\"Full\",'Failure Persistence Storage'!CZ452,0)","v":0},{"$f":"IF($D452=\"Full\",'Failure Persistence Storage'!DC452,0)","v":0},{"$f":"IF($D452=\"Full\",'Failure Persistence Storage'!DD452,0)","v":0},{"$f":"IF($D452=\"Full\",'Failure Persistence Storage'!DG452,0)","v":0},{"$f":"IF($D452=\"Full\",'Failure Persistence Storage'!DH452,0)","v":0},{"$f":"IF($D452=\"Full\",'Failure Persistence Storage'!DK452,0)","v":0},{"$f":"IF($D452=\"Full\",'Failure Persistence Storage'!DL452,0)","v":0},{"$f":"IF($D452=\"Full\",'Failure Persistence Storage'!DO452,0)","v":0},{"$f":"IF($D452=\"Full\",'Failure Persistence Storage'!DP452,0)","v":0},{"$f":"IF($D452=\"Full\",'Failure Persistence Storage'!DS452,0)","v":0},{"$f":"IF($D452=\"Full\",'Failure Persistence Storage'!DT452,0)","v":0},{"$f":"IF($D452=\"Full\",'Failure Persistence Storage'!DW452,0)","v":0},{"$f":"IF($D452=\"Full\",'Failure Persistence Storage'!DX452,0)","v":0},{"$f":"IF($D452=\"Full\",'Failure Persistence Storage'!EA452,0)","v":0},{"$f":"IF($D452=\"Full\",'Failure Persistence Storage'!EB452,0)","v":0},{"$f":"IF($D452=\"Full\",'Failure Persistence Storage'!EE452,0)","v":0},{"$f":"IF($D452=\"Full\",'Failure Persistence Storage'!EF452,0)","v":0},{"$f":"IF($D452=\"Full\",'Failure Persistence Storage'!EI452,0)","v":0},{"$f":"IF($D452=\"Full\",'Failure Persistence Storage'!EJ452,0)","v":0},{"$f":"IF($D452=\"Full\",'Failure Persistence Storage'!EM452,0)","v":0},{"$f":"IF($D452=\"Full\",'Failure Persistence Storage'!EN452,0)","v":0},{"$f":"IF($D452=\"Full\",'Failure Persistence Storage'!EQ452,0)","v":0},{"$f":"IF($D452=\"Full\",'Failure Persistence Storage'!ER452,0)","v":0},{"$f":"IF($D452=\"Full\",'Failure Persistence Storage'!EU452,0)","v":0},{"$f":"IF($D452=\"Full\",'Failure Persistence Storage'!EV452,0)","v":0},{"$f":"IF($D452=\"Full\",'Failure Persistence Storage'!EY452,0)","v":0},{"$f":"IF($D452=\"Full\",'Failure Persistence Storage'!EZ452,0)","v":0},{"$f":"IF($D452=\"Full\",'Failure Persistence Storage'!FC452,0)","v":0},{"$f":"IF($D452=\"Full\",'Failure Persistence Storage'!FD452,0)","v":0},{"$f":"IF($D452=\"Full\",'Failure Persistence Storage'!FG452,0)","v":0},{"$f":"IF($D452=\"Full\",'Failure Persistence Storage'!FH452,0)","v":0},{"$f":"IF($D452=\"Full\",'Failure Persistence Storage'!FK452,0)","v":0},{"$f":"IF($D452=\"Full\",'Failure Persistence Storage'!FL452,0)","v":0},{"$f":"IF($D452=\"Full\",'Failure Persistence Storage'!FO452,0)","v":0},{"$f":"IF($D452=\"Full\",'Failure Persistence Storage'!FP452,0)","v":0},{"$f":"IF($D452=\"Full\",'Failure Persistence Storage'!FS452,0)","v":0},{"$f":"IF($D452=\"Full\",'Failure Persistence Storage'!FT452,0)","v":0},{"$f":"IF($D452=\"Full\",'Failure Persistence Storage'!FW452,0)","v":0},{"$f":"IF($D452=\"Full\",'Failure Persistence Storage'!FX452,0)","v":0},{"$f":"IF($D452=\"Full\",'Failure Persistence Storage'!GA452,0)","v":0},{"$f":"IF($D452=\"Full\",'Failure Persistence Storage'!GB452,0)","v":0},{"$f":"IF($D452=\"Full\",'Failure Persistence Storage'!GE452,0)","v":0},{"$f":"IF($D452=\"Full\",'Failure Persistence Storage'!GF452,0)","v":0},{"$f":"IF($D452=\"Full\",'Failure Persistence Storage'!GI452,0)","v":0},{"$f":"IF($D452=\"Full\",'Failure Persistence Storage'!GJ452,0)","v":0},{"$f":"IF($D452=\"Full\",'Failure Persistence Storage'!GM452,0)","v":0},{"$f":"IF($D452=\"Full\",'Failure Persistence Storage'!GN452,0)","v":0},{"$f":"IF($D452=\"Full\",'Failure Persistence Storage'!GQ452,0)","v":0},{"$f":"IF($D452=\"Full\",'Failure Persistence Storage'!GR452,0)","v":0},{"$f":"IF($D452=\"Full\",'Failure Persistence Storage'!GU452,0)","v":0},{"$f":"IF($D452=\"Full\",'Failure Persistence Storage'!GV452,0)","v":0},{"$f":"IF($D452=\"Full\",'Failure Persistence Storage'!GY452,0)","v":0},{"$f":"IF($D452=\"Full\",'Failure Persistence Storage'!GZ452,0)","v":0},{"$f":"IF($D452=\"Full\",'Failure Persistence Storage'!HC452,0)","v":0},{"$f":"IF($D452=\"Full\",'Failure Persistence Storage'!HD452,0)","v":0},{"$f":"IF($D452=\"Full\",'Failure Persistence Storage'!HG452,0)","v":0},{"$f":"IF($D452=\"Full\",'Failure Persistence Storage'!HH452,0)","v":0},{"$f":"IF($D452=\"Full\",'Failure Persistence Storage'!HK452,0)","v":0},{"$f":"IF($D452=\"Full\",'Failure Persistence Storage'!HL452,0)","v":0},{"$f":"IF($D452=\"Full\",'Failure Persistence Storage'!HO452,0)","v":0}]
[null,null,null,{"$f":"IF($L457=0,\" \",INDIRECT(ADDRESS($L457,COLUMN(D457))))","v":" "},null,null,null,null,null,null,"Row Number",null,null,null,null,null,null,null,null,null,null,null,null,null,null,null,null,{"$f":"IF($L457=0,\" \",INDIRECT(ADDRESS($L457,COLUMN(AB457))))","v":" "}," "," "," "," "," "," "," "," "," "," "," "," "," "," "," ",{"$f":"IF($L457=0,\" \",INDIRECT(ADDRESS($L457,COLUMN(AR457))))","v":" "}," "," "," "," "," "," "," "," "," "," "," "," "," "," "," ",{"$f":"IF($L457=0,\" \",INDIRECT(ADDRESS($L457,COLUMN(BH457))))","v":" "}," "," "," "," "," "," "," "," "," "," "," "," "," "," "," ",{"$f":"IF($L457=0,\" \",INDIRECT(ADDRESS($L457,COLUMN(BX457))))","v":" "}," "," "," "," "," "," "," "," "," "," "," "," "," "," "," ",{"$f":"IF($L457=0,\" \",INDIRECT(ADDRESS($L457,COLUMN(CN457))))","v":" "}," "," "," "," "," "," "," "," "," "," "," "," "," "," "," ",{"$f":"IF($L457=0,\" \",INDIRECT(ADDRESS($L457,COLUMN(DD457))))","v":" "}," "," "," "," "," "," "," "," "," "," "," "," "," "," "," ",{"$f":"IF($L457=0,\" \",INDIRECT(ADDRESS($L457,COLUMN(DT457))))","v":" "}," "," "," "," "," "," "," "," "," "," "," "," "," "," "," ",{"$f":"IF($L457=0,\" \",INDIRECT(ADDRESS($L457,COLUMN(EJ457))))","v":" "}," "," "," "," "," "," "," "," "," "," "," "," "," "," "," ",{"$f":"IF($L457=0,\" \",INDIRECT(ADDRESS($L457,COLUMN(EZ457))))","v":" "}," "," "," "," "," "," "," "," "," "," "," "," "," "," "," ",{"$f":"IF($L457=0,\" \",INDIRECT(ADDRESS($L457,COLUMN(FP457))))","v":" "}," "," "," "," "," "," "," "," "," "," "," "," "," "," "," ",{"$f":"IF($L457=0,\" \",INDIRECT(ADDRESS($L457,COLUMN(GF457))))","v":" "}," "," "," "," "," "," "," "," "," "," "," "," "," "," "," ",{"$f":"IF($L457=0,\" \",INDIRECT(ADDRESS($L457,COLUMN(GV457))))","v":" "}," "," "," "," "," "," "," "," "," "," "," "," "," "," "," ",{"$f":"IF($L457=0,\" \",INDIRECT(ADDRESS($L457,COLUMN(HL457))))","v":" "}," "," "," ",null,{"$f":"IF($D457=\"Full\",'Failure Persistence Storage'!AB457,0)","v":0},{"$f":"IF($D457=\"Full\",'Failure Persistence Storage'!AE457,0)","v":0},{"$f":"IF($D457=\"Full\",'Failure Persistence Storage'!AF457,0)","v":0},{"$f":"IF($D457=\"Full\",'Failure Persistence Storage'!AI457,0)","v":0},{"$f":"IF($D457=\"Full\",'Failure Persistence Storage'!AJ457,0)","v":0},{"$f":"IF($D457=\"Full\",'Failure Persistence Storage'!AM457,0)","v":0},{"$f":"IF($D457=\"Full\",'Failure Persistence Storage'!AN457,0)","v":0},{"$f":"IF($D457=\"Full\",'Failure Persistence Storage'!AQ457,0)","v":0},{"$f":"IF($D457=\"Full\",'Failure Persistence Storage'!AR457,0)","v":0},{"$f":"IF($D457=\"Full\",'Failure Persistence Storage'!AU457,0)","v":0},{"$f":"IF($D457=\"Full\",'Failure Persistence Storage'!AV457,0)","v":0},{"$f":"IF($D457=\"Full\",'Failure Persistence Storage'!AY457,0)","v":0},{"$f":"IF($D457=\"Full\",'Failure Persistence Storage'!AZ457,0)","v":0},{"$f":"IF($D457=\"Full\",'Failure Persistence Storage'!BC457,0)","v":0},{"$f":"IF($D457=\"Full\",'Failure Persistence Storage'!BD457,0)","v":0},{"$f":"IF($D457=\"Full\",'Failure Persistence Storage'!BG457,0)","v":0},{"$f":"IF($D457=\"Full\",'Failure Persistence Storage'!BH457,0)","v":0},{"$f":"IF($D457=\"Full\",'Failure Persistence Storage'!BK457,0)","v":0},{"$f":"IF($D457=\"Full\",'Failure Persistence Storage'!BL457,0)","v":0},{"$f":"IF($D457=\"Full\",'Failure Persistence Storage'!BO457,0)","v":0},{"$f":"IF($D457=\"Full\",'Failure Persistence Storage'!BP457,0)","v":0},{"$f":"IF($D457=\"Full\",'Failure Persistence Storage'!BS457,0)","v":0},{"$f":"IF($D457=\"Full\",'Failure Persistence Storage'!BT457,0)","v":0},{"$f":"IF($D457=\"Full\",'Failure Persistence Storage'!BW457,0)","v":0},{"$f":"IF($D457=\"Full\",'Failure Persistence Storage'!BX457,0)","v":0},{"$f":"IF($D457=\"Full\",'Failure Persistence Storage'!CA457,0)","v":0},{"$f":"IF($D457=\"Full\",'Failure Persistence Storage'!CB457,0)","v":0},{"$f":"IF($D457=\"Full\",'Failure Persistence Storage'!CE457,0)","v":0},{"$f":"IF($D457=\"Full\",'Failure Persistence Storage'!CF457,0)","v":0},{"$f":"IF($D457=\"Full\",'Failure Persistence Storage'!CI457,0)","v":0},{"$f":"IF($D457=\"Full\",'Failure Persistence Storage'!CJ457,0)","v":0},{"$f":"IF($D457=\"Full\",'Failure Persistence Storage'!CM457,0)","v":0},{"$f":"IF($D457=\"Full\",'Failure Persistence Storage'!CN457,0)","v":0},{"$f":"IF($D457=\"Full\",'Failure Persistence Storage'!CQ457,0)","v":0},{"$f":"IF($D457=\"Full\",'Failure Persistence Storage'!CR457,0)","v":0},{"$f":"IF($D457=\"Full\",'Failure Persistence Storage'!CU457,0)","v":0},{"$f":"IF($D457=\"Full\",'Failure Persistence Storage'!CV457,0)","v":0},{"$f":"IF($D457=\"Full\",'Failure Persistence Storage'!CY457,0)","v":0},{"$f":"IF($D457=\"Full\",'Failure Persistence Storage'!CZ457,0)","v":0},{"$f":"IF($D457=\"Full\",'Failure Persistence Storage'!DC457,0)","v":0},{"$f":"IF($D457=\"Full\",'Failure Persistence Storage'!DD457,0)","v":0},{"$f":"IF($D457=\"Full\",'Failure Persistence Storage'!DG457,0)","v":0},{"$f":"IF($D457=\"Full\",'Failure Persistence Storage'!DH457,0)","v":0},{"$f":"IF($D457=\"Full\",'Failure Persistence Storage'!DK457,0)","v":0},{"$f":"IF($D457=\"Full\",'Failure Persistence Storage'!DL457,0)","v":0},{"$f":"IF($D457=\"Full\",'Failure Persistence Storage'!DO457,0)","v":0},{"$f":"IF($D457=\"Full\",'Failure Persistence Storage'!DP457,0)","v":0},{"$f":"IF($D457=\"Full\",'Failure Persistence Storage'!DS457,0)","v":0},{"$f":"IF($D457=\"Full\",'Failure Persistence Storage'!DT457,0)","v":0},{"$f":"IF($D457=\"Full\",'Failure Persistence Storage'!DW457,0)","v":0},{"$f":"IF($D457=\"Full\",'Failure Persistence Storage'!DX457,0)","v":0},{"$f":"IF($D457=\"Full\",'Failure Persistence Storage'!EA457,0)","v":0},{"$f":"IF($D457=\"Full\",'Failure Persistence Storage'!EB457,0)","v":0},{"$f":"IF($D457=\"Full\",'Failure Persistence Storage'!EE457,0)","v":0},{"$f":"IF($D457=\"Full\",'Failure Persistence Storage'!EF457,0)","v":0},{"$f":"IF($D457=\"Full\",'Failure Persistence Storage'!EI457,0)","v":0},{"$f":"IF($D457=\"Full\",'Failure Persistence Storage'!EJ457,0)","v":0},{"$f":"IF($D457=\"Full\",'Failure Persistence Storage'!EM457,0)","v":0},{"$f":"IF($D457=\"Full\",'Failure Persistence Storage'!EN457,0)","v":0},{"$f":"IF($D457=\"Full\",'Failure Persistence Storage'!EQ457,0)","v":0},{"$f":"IF($D457=\"Full\",'Failure Persistence Storage'!ER457,0)","v":0},{"$f":"IF($D457=\"Full\",'Failure Persistence Storage'!EU457,0)","v":0},{"$f":"IF($D457=\"Full\",'Failure Persistence Storage'!EV457,0)","v":0},{"$f":"IF($D457=\"Full\",'Failure Persistence Storage'!EY457,0)","v":0},{"$f":"IF($D457=\"Full\",'Failure Persistence Storage'!EZ457,0)","v":0},{"$f":"IF($D457=\"Full\",'Failure Persistence Storage'!FC457,0)","v":0},{"$f":"IF($D457=\"Full\",'Failure Persistence Storage'!FD457,0)","v":0},{"$f":"IF($D457=\"Full\",'Failure Persistence Storage'!FG457,0)","v":0},{"$f":"IF($D457=\"Full\",'Failure Persistence Storage'!FH457,0)","v":0},{"$f":"IF($D457=\"Full\",'Failure Persistence Storage'!FK457,0)","v":0},{"$f":"IF($D457=\"Full\",'Failure Persistence Storage'!FL457,0)","v":0},{"$f":"IF($D457=\"Full\",'Failure Persistence Storage'!FO457,0)","v":0},{"$f":"IF($D457=\"Full\",'Failure Persistence Storage'!FP457,0)","v":0},{"$f":"IF($D457=\"Full\",'Failure Persistence Storage'!FS457,0)","v":0},{"$f":"IF($D457=\"Full\",'Failure Persistence Storage'!FT457,0)","v":0},{"$f":"IF($D457=\"Full\",'Failure Persistence Storage'!FW457,0)","v":0},{"$f":"IF($D457=\"Full\",'Failure Persistence Storage'!FX457,0)","v":0},{"$f":"IF($D457=\"Full\",'Failure Persistence Storage'!GA457,0)","v":0},{"$f":"IF($D457=\"Full\",'Failure Persistence Storage'!GB457,0)","v":0},{"$f":"IF($D457=\"Full\",'Failure Persistence Storage'!GE457,0)","v":0},{"$f":"IF($D457=\"Full\",'Failure Persistence Storage'!GF457,0)","v":0},{"$f":"IF($D457=\"Full\",'Failure Persistence Storage'!GI457,0)","v":0},{"$f":"IF($D457=\"Full\",'Failure Persistence Storage'!GJ457,0)","v":0},{"$f":"IF($D457=\"Full\",'Failure Persistence Storage'!GM457,0)","v":0},{"$f":"IF($D457=\"Full\",'Failure Persistence Storage'!GN457,0)","v":0},{"$f":"IF($D457=\"Full\",'Failure Persistence Storage'!GQ457,0)","v":0},{"$f":"IF($D457=\"Full\",'Failure Persistence Storage'!GR457,0)","v":0},{"$f":"IF($D457=\"Full\",'Failure Persistence Storage'!GU457,0)","v":0},{"$f":"IF($D457=\"Full\",'Failure Persistence Storage'!GV457,0)","v":0},{"$f":"IF($D457=\"Full\",'Failure Persistence Storage'!GY457,0)","v":0},{"$f":"IF($D457=\"Full\",'Failure Persistence Storage'!GZ457,0)","v":0},{"$f":"IF($D457=\"Full\",'Failure Persistence Storage'!HC457,0)","v":0},{"$f":"IF($D457=\"Full\",'Failure Persistence Storage'!HD457,0)","v":0},{"$f":"IF($D457=\"Full\",'Failure Persistence Storage'!HG457,0)","v":0},{"$f":"IF($D457=\"Full\",'Failure Persistence Storage'!HH457,0)","v":0},{"$f":"IF($D457=\"Full\",'Failure Persistence Storage'!HK457,0)","v":0},{"$f":"IF($D457=\"Full\",'Failure Persistence Storage'!HL457,0)","v":0},{"$f":"IF($D457=\"Full\",'Failure Persistence Storage'!HO457,0)","v":0}]
[null,null,null," ",null,null,null,null,null,null,"Row Number",null,null,null,null,null,null,null,null,null,null,null,null,null,null,null,null," "," "," "," "," "," "," "," "," "," "," "," "," "," "," "," "," "," "," "," "," "," "," "," "," "," "," "," "," "," "," "," "," "," "," "," "," "," "," "," "," "," "," "," "," "," "," "," "," "," "," "," "," "," "," "," "," "," "," "," "," "," "," "," "," "," "," "," "," "," "," "," "," "," "," "," "," "," "," "," "," "," "," "," "," "," "," "," "," "," "," "," "," "," "," "," "," "," "," "," "," "," "," "," "," "," "," "," "," "," "," "," "," "," "," "," "," "," "," "," "," "," "," "," "," "," "," "," "," "," "," "," "," "," "," "," "," "," "," "," "," "," "," "," "," "," "," "," "," "," "," "," "," "," "," "," "," "," "," "," "," "," "," "," "," "," "," "," "," "," "," "," "," "," "," "," "," "," "," "," "," "," "," "," "," "," "," "," "," "," "," "," "," "," "," "," ",null,{"$f":"IF($D459=\"Full\",'Failure Persistence Storage'!AB459,0)","v":0},{"$f":"IF($D459=\"Full\",'Failure Persistence Storage'!AE459,0)","v":0},{"$f":"IF($D459=\"Full\",'Failure Persistence Storage'!AF459,0)","v":0},{"$f":"IF($D459=\"Full\",'Failure Persistence Storage'!AI459,0)","v":0},{"$f":"IF($D459=\"Full\",'Failure Persistence Storage'!AJ459,0)","v":0},{"$f":"IF($D459=\"Full\",'Failure Persistence Storage'!AM459,0)","v":0},{"$f":"IF($D459=\"Full\",'Failure Persistence Storage'!AN459,0)","v":0},{"$f":"IF($D459=\"Full\",'Failure Persistence Storage'!AQ459,0)","v":0},{"$f":"IF($D459=\"Full\",'Failure Persistence Storage'!AR459,0)","v":0},{"$f":"IF($D459=\"Full\",'Failure Persistence Storage'!AU459,0)","v":0},{"$f":"IF($D459=\"Full\",'Failure Persistence Storage'!AV459,0)","v":0},{"$f":"IF($D459=\"Full\",'Failure Persistence Storage'!AY459,0)","v":0},{"$f":"IF($D459=\"Full\",'Failure Persistence Storage'!AZ459,0)","v":0},{"$f":"IF($D459=\"Full\",'Failure Persistence Storage'!BC459,0)","v":0},{"$f":"IF($D459=\"Full\",'Failure Persistence Storage'!BD459,0)","v":0},{"$f":"IF($D459=\"Full\",'Failure Persistence Storage'!BG459,0)","v":0},{"$f":"IF($D459=\"Full\",'Failure Persistence Storage'!BH459,0)","v":0},{"$f":"IF($D459=\"Full\",'Failure Persistence Storage'!BK459,0)","v":0},{"$f":"IF($D459=\"Full\",'Failure Persistence Storage'!BL459,0)","v":0},{"$f":"IF($D459=\"Full\",'Failure Persistence Storage'!BO459,0)","v":0},{"$f":"IF($D459=\"Full\",'Failure Persistence Storage'!BP459,0)","v":0},{"$f":"IF($D459=\"Full\",'Failure Persistence Storage'!BS459,0)","v":0},{"$f":"IF($D459=\"Full\",'Failure Persistence Storage'!BT459,0)","v":0},{"$f":"IF($D459=\"Full\",'Failure Persistence Storage'!BW459,0)","v":0},{"$f":"IF($D459=\"Full\",'Failure Persistence Storage'!BX459,0)","v":0},{"$f":"IF($D459=\"Full\",'Failure Persistence Storage'!CA459,0)","v":0},{"$f":"IF($D459=\"Full\",'Failure Persistence Storage'!CB459,0)","v":0},{"$f":"IF($D459=\"Full\",'Failure Persistence Storage'!CE459,0)","v":0},{"$f":"IF($D459=\"Full\",'Failure Persistence Storage'!CF459,0)","v":0},{"$f":"IF($D459=\"Full\",'Failure Persistence Storage'!CI459,0)","v":0},{"$f":"IF($D459=\"Full\",'Failure Persistence Storage'!CJ459,0)","v":0},{"$f":"IF($D459=\"Full\",'Failure Persistence Storage'!CM459,0)","v":0},{"$f":"IF($D459=\"Full\",'Failure Persistence Storage'!CN459,0)","v":0},{"$f":"IF($D459=\"Full\",'Failure Persistence Storage'!CQ459,0)","v":0},{"$f":"IF($D459=\"Full\",'Failure Persistence Storage'!CR459,0)","v":0},{"$f":"IF($D459=\"Full\",'Failure Persistence Storage'!CU459,0)","v":0},{"$f":"IF($D459=\"Full\",'Failure Persistence Storage'!CV459,0)","v":0},{"$f":"IF($D459=\"Full\",'Failure Persistence Storage'!CY459,0)","v":0},{"$f":"IF($D459=\"Full\",'Failure Persistence Storage'!CZ459,0)","v":0},{"$f":"IF($D459=\"Full\",'Failure Persistence Storage'!DC459,0)","v":0},{"$f":"IF($D459=\"Full\",'Failure Persistence Storage'!DD459,0)","v":0},{"$f":"IF($D459=\"Full\",'Failure Persistence Storage'!DG459,0)","v":0},{"$f":"IF($D459=\"Full\",'Failure Persistence Storage'!DH459,0)","v":0},{"$f":"IF($D459=\"Full\",'Failure Persistence Storage'!DK459,0)","v":0},{"$f":"IF($D459=\"Full\",'Failure Persistence Storage'!DL459,0)","v":0},{"$f":"IF($D459=\"Full\",'Failure Persistence Storage'!DO459,0)","v":0},{"$f":"IF($D459=\"Full\",'Failure Persistence Storage'!DP459,0)","v":0},{"$f":"IF($D459=\"Full\",'Failure Persistence Storage'!DS459,0)","v":0},{"$f":"IF($D459=\"Full\",'Failure Persistence Storage'!DT459,0)","v":0},{"$f":"IF($D459=\"Full\",'Failure Persistence Storage'!DW459,0)","v":0},{"$f":"IF($D459=\"Full\",'Failure Persistence Storage'!DX459,0)","v":0},{"$f":"IF($D459=\"Full\",'Failure Persistence Storage'!EA459,0)","v":0},{"$f":"IF($D459=\"Full\",'Failure Persistence Storage'!EB459,0)","v":0},{"$f":"IF($D459=\"Full\",'Failure Persistence Storage'!EE459,0)","v":0},{"$f":"IF($D459=\"Full\",'Failure Persistence Storage'!EF459,0)","v":0},{"$f":"IF($D459=\"Full\",'Failure Persistence Storage'!EI459,0)","v":0},{"$f":"IF($D459=\"Full\",'Failure Persistence Storage'!EJ459,0)","v":0},{"$f":"IF($D459=\"Full\",'Failure Persistence Storage'!EM459,0)","v":0},{"$f":"IF($D459=\"Full\",'Failure Persistence Storage'!EN459,0)","v":0},{"$f":"IF($D459=\"Full\",'Failure Persistence Storage'!EQ459,0)","v":0},{"$f":"IF($D459=\"Full\",'Failure Persistence Storage'!ER459,0)","v":0},{"$f":"IF($D459=\"Full\",'Failure Persistence Storage'!EU459,0)","v":0},{"$f":"IF($D459=\"Full\",'Failure Persistence Storage'!EV459,0)","v":0},{"$f":"IF($D459=\"Full\",'Failure Persistence Storage'!EY459,0)","v":0},{"$f":"IF($D459=\"Full\",'Failure Persistence Storage'!EZ459,0)","v":0},{"$f":"IF($D459=\"Full\",'Failure Persistence Storage'!FC459,0)","v":0},{"$f":"IF($D459=\"Full\",'Failure Persistence Storage'!FD459,0)","v":0},{"$f":"IF($D459=\"Full\",'Failure Persistence Storage'!FG459,0)","v":0},{"$f":"IF($D459=\"Full\",'Failure Persistence Storage'!FH459,0)","v":0},{"$f":"IF($D459=\"Full\",'Failure Persistence Storage'!FK459,0)","v":0},{"$f":"IF($D459=\"Full\",'Failure Persistence Storage'!FL459,0)","v":0},{"$f":"IF($D459=\"Full\",'Failure Persistence Storage'!FO459,0)","v":0},{"$f":"IF($D459=\"Full\",'Failure Persistence Storage'!FP459,0)","v":0},{"$f":"IF($D459=\"Full\",'Failure Persistence Storage'!FS459,0)","v":0},{"$f":"IF($D459=\"Full\",'Failure Persistence Storage'!FT459,0)","v":0},{"$f":"IF($D459=\"Full\",'Failure Persistence Storage'!FW459,0)","v":0},{"$f":"IF($D459=\"Full\",'Failure Persistence Storage'!FX459,0)","v":0},{"$f":"IF($D459=\"Full\",'Failure Persistence Storage'!GA459,0)","v":0},{"$f":"IF($D459=\"Full\",'Failure Persistence Storage'!GB459,0)","v":0},{"$f":"IF($D459=\"Full\",'Failure Persistence Storage'!GE459,0)","v":0},{"$f":"IF($D459=\"Full\",'Failure Persistence Storage'!GF459,0)","v":0},{"$f":"IF($D459=\"Full\",'Failure Persistence Storage'!GI459,0)","v":0},{"$f":"IF($D459=\"Full\",'Failure Persistence Storage'!GJ459,0)","v":0},{"$f":"IF($D459=\"Full\",'Failure Persistence Storage'!GM459,0)","v":0},{"$f":"IF($D459=\"Full\",'Failure Persistence Storage'!GN459,0)","v":0},{"$f":"IF($D459=\"Full\",'Failure Persistence Storage'!GQ459,0)","v":0},{"$f":"IF($D459=\"Full\",'Failure Persistence Storage'!GR459,0)","v":0},{"$f":"IF($D459=\"Full\",'Failure Persistence Storage'!GU459,0)","v":0},{"$f":"IF($D459=\"Full\",'Failure Persistence Storage'!GV459,0)","v":0},{"$f":"IF($D459=\"Full\",'Failure Persistence Storage'!GY459,0)","v":0},{"$f":"IF($D459=\"Full\",'Failure Persistence Storage'!GZ459,0)","v":0},{"$f":"IF($D459=\"Full\",'Failure Persistence Storage'!HC459,0)","v":0},{"$f":"IF($D459=\"Full\",'Failure Persistence Storage'!HD459,0)","v":0},{"$f":"IF($D459=\"Full\",'Failure Persistence Storage'!HG459,0)","v":0},{"$f":"IF($D459=\"Full\",'Failure Persistence Storage'!HH459,0)","v":0},{"$f":"IF($D459=\"Full\",'Failure Persistence Storage'!HK459,0)","v":0},{"$f":"IF($D459=\"Full\",'Failure Persistence Storage'!HL459,0)","v":0},{"$f":"IF($D459=\"Full\",'Failure Persistence Storage'!HO459,0)","v":0}]
[null,null,null," ",null,null,null,null,null,null,"Row Number",null,null,null,null,null,null,null,null,null,null,null,null,null,null,null,null," "," "," "," "," "," "," "," "," "," "," "," "," "," "," "," "," "," "," "," "," "," "," "," "," "," "," "," "," "," "," "," "," "," "," "," "," "," "," "," "," "," "," "," "," "," "," "," "," "," "," "," "," "," "," "," "," "," "," "," "," "," "," "," "," "," "," "," "," "," "," "," "," "," "," "," "," "," "," "," "," "," "," "," "," "," "," "," "," "," "," "," "," "," "," "," "," "," "," "," "," "," "," "," "," "," "," "," "," "," "," "," "," "," "," "," "," "," "," "," "," "," "," "," "," "," "," "," "," "," "," "," "," "," "," "," "," "," "," "," "," "," "," "," "," "," "," "," "," "," "," "," "," "," "," "," "," "," "," "," "," "," "," "," "," "," "," "," "," "," "," "," "," "," "," "," "," "," "," "," "," "," "," "," "," "," "," "," "," "," "," "," "," "," "," "," ",null,{"$f":"IF($D462=\"Full\",'Failure Persistence Storage'!AB462,0)","v":0},{"$f":"IF($D462=\"Full\",'Failure Persistence Storage'!AE462,0)","v":0},{"$f":"IF($D462=\"Full\",'Failure Persistence Storage'!AF462,0)","v":0},{"$f":"IF($D462=\"Full\",'Failure Persistence Storage'!AI462,0)","v":0},{"$f":"IF($D462=\"Full\",'Failure Persistence Storage'!AJ462,0)","v":0},{"$f":"IF($D462=\"Full\",'Failure Persistence Storage'!AM462,0)","v":0},{"$f":"IF($D462=\"Full\",'Failure Persistence Storage'!AN462,0)","v":0},{"$f":"IF($D462=\"Full\",'Failure Persistence Storage'!AQ462,0)","v":0},{"$f":"IF($D462=\"Full\",'Failure Persistence Storage'!AR462,0)","v":0},{"$f":"IF($D462=\"Full\",'Failure Persistence Storage'!AU462,0)","v":0},{"$f":"IF($D462=\"Full\",'Failure Persistence Storage'!AV462,0)","v":0},{"$f":"IF($D462=\"Full\",'Failure Persistence Storage'!AY462,0)","v":0},{"$f":"IF($D462=\"Full\",'Failure Persistence Storage'!AZ462,0)","v":0},{"$f":"IF($D462=\"Full\",'Failure Persistence Storage'!BC462,0)","v":0},{"$f":"IF($D462=\"Full\",'Failure Persistence Storage'!BD462,0)","v":0},{"$f":"IF($D462=\"Full\",'Failure Persistence Storage'!BG462,0)","v":0},{"$f":"IF($D462=\"Full\",'Failure Persistence Storage'!BH462,0)","v":0},{"$f":"IF($D462=\"Full\",'Failure Persistence Storage'!BK462,0)","v":0},{"$f":"IF($D462=\"Full\",'Failure Persistence Storage'!BL462,0)","v":0},{"$f":"IF($D462=\"Full\",'Failure Persistence Storage'!BO462,0)","v":0},{"$f":"IF($D462=\"Full\",'Failure Persistence Storage'!BP462,0)","v":0},{"$f":"IF($D462=\"Full\",'Failure Persistence Storage'!BS462,0)","v":0},{"$f":"IF($D462=\"Full\",'Failure Persistence Storage'!BT462,0)","v":0},{"$f":"IF($D462=\"Full\",'Failure Persistence Storage'!BW462,0)","v":0},{"$f":"IF($D462=\"Full\",'Failure Persistence Storage'!BX462,0)","v":0},{"$f":"IF($D462=\"Full\",'Failure Persistence Storage'!CA462,0)","v":0},{"$f":"IF($D462=\"Full\",'Failure Persistence Storage'!CB462,0)","v":0},{"$f":"IF($D462=\"Full\",'Failure Persistence Storage'!CE462,0)","v":0},{"$f":"IF($D462=\"Full\",'Failure Persistence Storage'!CF462,0)","v":0},{"$f":"IF($D462=\"Full\",'Failure Persistence Storage'!CI462,0)","v":0},{"$f":"IF($D462=\"Full\",'Failure Persistence Storage'!CJ462,0)","v":0},{"$f":"IF($D462=\"Full\",'Failure Persistence Storage'!CM462,0)","v":0},{"$f":"IF($D462=\"Full\",'Failure Persistence Storage'!CN462,0)","v":0},{"$f":"IF($D462=\"Full\",'Failure Persistence Storage'!CQ462,0)","v":0},{"$f":"IF($D462=\"Full\",'Failure Persistence Storage'!CR462,0)","v":0},{"$f":"IF($D462=\"Full\",'Failure Persistence Storage'!CU462,0)","v":0},{"$f":"IF($D462=\"Full\",'Failure Persistence Storage'!CV462,0)","v":0},{"$f":"IF($D462=\"Full\",'Failure Persistence Storage'!CY462,0)","v":0},{"$f":"IF($D462=\"Full\",'Failure Persistence Storage'!CZ462,0)","v":0},{"$f":"IF($D462=\"Full\",'Failure Persistence Storage'!DC462,0)","v":0},{"$f":"IF($D462=\"Full\",'Failure Persistence Storage'!DD462,0)","v":0},{"$f":"IF($D462=\"Full\",'Failure Persistence Storage'!DG462,0)","v":0},{"$f":"IF($D462=\"Full\",'Failure Persistence Storage'!DH462,0)","v":0},{"$f":"IF($D462=\"Full\",'Failure Persistence Storage'!DK462,0)","v":0},{"$f":"IF($D462=\"Full\",'Failure Persistence Storage'!DL462,0)","v":0},{"$f":"IF($D462=\"Full\",'Failure Persistence Storage'!DO462,0)","v":0},{"$f":"IF($D462=\"Full\",'Failure Persistence Storage'!DP462,0)","v":0},{"$f":"IF($D462=\"Full\",'Failure Persistence Storage'!DS462,0)","v":0},{"$f":"IF($D462=\"Full\",'Failure Persistence Storage'!DT462,0)","v":0},{"$f":"IF($D462=\"Full\",'Failure Persistence Storage'!DW462,0)","v":0},{"$f":"IF($D462=\"Full\",'Failure Persistence Storage'!DX462,0)","v":0},{"$f":"IF($D462=\"Full\",'Failure Persistence Storage'!EA462,0)","v":0},{"$f":"IF($D462=\"Full\",'Failure Persistence Storage'!EB462,0)","v":0},{"$f":"IF($D462=\"Full\",'Failure Persistence Storage'!EE462,0)","v":0},{"$f":"IF($D462=\"Full\",'Failure Persistence Storage'!EF462,0)","v":0},{"$f":"IF($D462=\"Full\",'Failure Persistence Storage'!EI462,0)","v":0},{"$f":"IF($D462=\"Full\",'Failure Persistence Storage'!EJ462,0)","v":0},{"$f":"IF($D462=\"Full\",'Failure Persistence Storage'!EM462,0)","v":0},{"$f":"IF($D462=\"Full\",'Failure Persistence Storage'!EN462,0)","v":0},{"$f":"IF($D462=\"Full\",'Failure Persistence Storage'!EQ462,0)","v":0},{"$f":"IF($D462=\"Full\",'Failure Persistence Storage'!ER462,0)","v":0},{"$f":"IF($D462=\"Full\",'Failure Persistence Storage'!EU462,0)","v":0},{"$f":"IF($D462=\"Full\",'Failure Persistence Storage'!EV462,0)","v":0},{"$f":"IF($D462=\"Full\",'Failure Persistence Storage'!EY462,0)","v":0},{"$f":"IF($D462=\"Full\",'Failure Persistence Storage'!EZ462,0)","v":0},{"$f":"IF($D462=\"Full\",'Failure Persistence Storage'!FC462,0)","v":0},{"$f":"IF($D462=\"Full\",'Failure Persistence Storage'!FD462,0)","v":0},{"$f":"IF($D462=\"Full\",'Failure Persistence Storage'!FG462,0)","v":0},{"$f":"IF($D462=\"Full\",'Failure Persistence Storage'!FH462,0)","v":0},{"$f":"IF($D462=\"Full\",'Failure Persistence Storage'!FK462,0)","v":0},{"$f":"IF($D462=\"Full\",'Failure Persistence Storage'!FL462,0)","v":0},{"$f":"IF($D462=\"Full\",'Failure Persistence Storage'!FO462,0)","v":0},{"$f":"IF($D462=\"Full\",'Failure Persistence Storage'!FP462,0)","v":0},{"$f":"IF($D462=\"Full\",'Failure Persistence Storage'!FS462,0)","v":0},{"$f":"IF($D462=\"Full\",'Failure Persistence Storage'!FT462,0)","v":0},{"$f":"IF($D462=\"Full\",'Failure Persistence Storage'!FW462,0)","v":0},{"$f":"IF($D462=\"Full\",'Failure Persistence Storage'!FX462,0)","v":0},{"$f":"IF($D462=\"Full\",'Failure Persistence Storage'!GA462,0)","v":0},{"$f":"IF($D462=\"Full\",'Failure Persistence Storage'!GB462,0)","v":0},{"$f":"IF($D462=\"Full\",'Failure Persistence Storage'!GE462,0)","v":0},{"$f":"IF($D462=\"Full\",'Failure Persistence Storage'!GF462,0)","v":0},{"$f":"IF($D462=\"Full\",'Failure Persistence Storage'!GI462,0)","v":0},{"$f":"IF($D462=\"Full\",'Failure Persistence Storage'!GJ462,0)","v":0},{"$f":"IF($D462=\"Full\",'Failure Persistence Storage'!GM462,0)","v":0},{"$f":"IF($D462=\"Full\",'Failure Persistence Storage'!GN462,0)","v":0},{"$f":"IF($D462=\"Full\",'Failure Persistence Storage'!GQ462,0)","v":0},{"$f":"IF($D462=\"Full\",'Failure Persistence Storage'!GR462,0)","v":0},{"$f":"IF($D462=\"Full\",'Failure Persistence Storage'!GU462,0)","v":0},{"$f":"IF($D462=\"Full\",'Failure Persistence Storage'!GV462,0)","v":0},{"$f":"IF($D462=\"Full\",'Failure Persistence Storage'!GY462,0)","v":0},{"$f":"IF($D462=\"Full\",'Failure Persistence Storage'!GZ462,0)","v":0},{"$f":"IF($D462=\"Full\",'Failure Persistence Storage'!HC462,0)","v":0},{"$f":"IF($D462=\"Full\",'Failure Persistence Storage'!HD462,0)","v":0},{"$f":"IF($D462=\"Full\",'Failure Persistence Storage'!HG462,0)","v":0},{"$f":"IF($D462=\"Full\",'Failure Persistence Storage'!HH462,0)","v":0},{"$f":"IF($D462=\"Full\",'Failure Persistence Storage'!HK462,0)","v":0},{"$f":"IF($D462=\"Full\",'Failure Persistence Storage'!HL462,0)","v":0},{"$f":"IF($D462=\"Full\",'Failure Persistence Storage'!HO462,0)","v":0}]
[null,"Combination of elements",null,{"$f":"IF(OR(D457=\"Part\",D458=\"Part\",D459=\"Part\",D460=\"Part\",D461=\"Part\",D462=\"Part\",D463=\"Part\",D464=\"Part\",D465=\"Part\",D466=\"Part\"),\"Part\",IF(OR(D457=\"Full\",D458=\"Full\",D459=\"Full\",D460=\"Full\",D461=\"Full\",D462=\"Full\",D463=\"Full\",D464=\"Full\",D465=\"Full\",D466=\"Full\"),\"Full\",IF(AND(D457=\" \",D458=\" \",D459=\" \",D460=\" \",D461=\" \",D462=\" \",D463=\" \",D464=\" \",D465=\" \",D466=\" \"),\" \",\" \")))","v":" "},null,null,null,null,null,null,null,null,null,null,null,null,null,null,null,null,null,null,null,null,null,null,null,{"$f":"IF($D467=\" \",\" \",1/AC467)","v":" "},{"$f":"IF($D467=\" \",\" \",SUM(AC457:AC466))","v":" "},{"$f":"IF($D467=\" \",\" \",SUM(AD457:AD466))","v":" "},{"$f":"IF($D467=\" \",\" \",AB467*AD467)","v":" "},{"$f":"IF($D467=\" \",\" \",1/AG467)","v":" "},{"$f":"IF($D467=\" \",\" \",SUM(AG457:AG466))","v":" "},{"$f":"IF($D467=\" \",\" \",SUM(AH457:AH466))","v":" "},{"$f":"IF($D467=\" \",\" \",AF467*AH467)","v":" "}," ",{"$f":"IF($D467=\" \",\" \",SUM(AK457:AK466))","v":" "},{"$f":"IF($D467=\" \",\" \",SUM(AL457:AL466))","v":" "},{"$f":"IF($D467=\" \",\" \",AJ467*AL467)","v":" "}," ",{"$f":"IF($D467=\" \",\" \",SUM(AO457:AO466))","v":" "},{"$f":"IF($D467=\" \",\" \",SUM(AP457:AP466))","v":" "},{"$f":"IF($D467=\" \",\" \",AN467*AP467)","v":" "}," ",{"$f":"IF($D467=\" \",\" \",SUM(AS457:AS466))","v":" "},{"$f":"IF($D467=\" \",\" \",SUM(AT457:AT466))","v":" "},{"$f":"IF($D467=\" \",\" \",AR467*AT467)","v":" "}," ",{"$f":"IF($D467=\" \",\" \",SUM(AW457:AW466))","v":" "},{"$f":"IF($D467=\" \",\" \",SUM(AX457:AX466))","v":" "},{"$f":"IF($D467=\" \",\" \",AV467*AX467)","v":" "}," ",{"$f":"IF($D467=\" \",\" \",SUM(BA457:BA466))","v":" "},{"$f":"IF($D467=\" \",\" \",SUM(BB457:BB466))","v":" "},{"$f":"IF($D467=\" \",\" \",AZ467*BB467)","v":" "}," ",{"$f":"IF($D467=\" \",\" \",SUM(BE457:BE466))","v":" "},{"$f":"IF($D467=\" \",\" \",SUM(BF457:BF466))","v":" "},{"$f":"IF($D467=\" \",\" \",BD467*BF467)","v":" "}," ",{"$f":"IF($D467=\" \",\" \",SUM(BI457:BI466))","v":" "},{"$f":"IF($D467=\" \",\" \",SUM(BJ457:BJ466))","v":" "},{"$f":"IF($D467=\" \",\" \",BH467*BJ467)","v":" "}," ",{"$f":"IF($D467=\" \",\" \",SUM(BM457:BM466))","v":" "},{"$f":"IF($D467=\" \",\" \",SUM(BN457:BN466))","v":" "},{"$f":"IF($D467=\" \",\" \",BL467*BN467)","v":" "}," ",{"$f":"IF($D467=\" \",\" \",SUM(BQ457:BQ466))","v":" "},{"$f":"IF($D467=\" \",\" \",SUM(BR457:BR466))","v":" "},{"$f":"IF($D467=\" \",\" \",BP467*BR467)","v":" "}," ",{"$f":"IF($D467=\" \",\" \",SUM(BU457:BU466))","v":" "},{"$f":"IF($D467=\" \",\" \",SUM(BV457:BV466))","v":" "},{"$f":"IF($D467=\" \",\" \",BT467*BV467)","v":" "}," ",{"$f":"IF($D467=\" \",\" \",SUM(BY457:BY466))","v":" "},{"$f":"IF($D467=\" \",\" \",SUM(BZ457:BZ466))","v":" "},{"$f":"IF($D467=\" \",\" \",BX467*BZ467)","v":" "}," ",{"$f":"IF($D467=\" \",\" \",SUM(CC457:CC466))","v":" "},{"$f":"IF($D467=\" \",\" \",SUM(CD457:CD466))","v":" "},{"$f":"IF($D467=\" \",\" \",CB467*CD467)","v":" "}," ",{"$f":"IF($D467=\" \",\" \",SUM(CG457:CG466))","v":" "},{"$f":"IF($D467=\" \",\" \",SUM(CH457:CH466))","v":" "},{"$f":"IF($D467=\" \",\" \",CF467*CH467)","v":" "}," ",{"$f":"IF($D467=\" \",\" \",SUM(CK457:CK466))","v":" "},{"$f":"IF($D467=\" \",\" \",SUM(CL457:CL466))","v":" "},{"$f":"IF($D467=\" \",\" \",CJ467*CL467)","v":" "}," ",{"$f":"IF($D467=\" \",\" \",SUM(CO457:CO466))","v":" "},{"$f":"IF($D467=\" \",\" \",SUM(CP457:CP466))","v":" "},{"$f":"IF($D467=\" \",\" \",CN467*CP467)","v":" "},{"$f":"IF($D467=\" \",\" \",1/CS467)","v":" "},{"$f":"IF($D467=\" \",\" \",SUM(CS457:CS466))","v":" "},{"$f":"IF($D467=\" \",\" \",SUM(CT457:CT466))","v":" "},{"$f":"IF($D467=\" \",\" \",CR467*CT467)","v":" "}," ",{"$f":"IF($D467=\" \",\" \",SUM(CW457:CW466))","v":" "},{"$f":"IF($D467=\" \",\" \",SUM(CX457:CX466))","v":" "},{"$f":"IF($D467=\" \",\" \",CV467*CX467)","v":" "}," ",{"$f":"IF($D467=\" \",\" \",SUM(DA457:DA466))","v":" "},{"$f":"IF($D467=\" \",\" \",SUM(DB457:DB466))","v":" "},{"$f":"IF($D467=\" \",\" \",CZ467*DB467)","v":" "}," ",{"$f":"IF($D467=\" \",\" \",SUM(DE457:DE466))","v":" "},{"$f":"IF($D467=\" \",\" \",SUM(DF457:DF466))","v":" "},{"$f":"IF($D467=\" \",\" \",DD467*DF467)","v":" "}," ",{"$f":"IF($D467=\" \",\" \",SUM(DI457:DI466))","v":" "},{"$f":"IF($D467=\" \",\" \",SUM(DJ457:DJ466))","v":" "},{"$f":"IF($D467=\" \",\" \",DH467*DJ467)","v":" "}," ",{"$f":"IF($D467=\" \",\" \",SUM(DM457:DM466))","v":" "},{"$f":"IF($D467=\" \",\" \",SUM(DN457:DN466))","v":" "},{"$f":"IF($D467=\" \",\" \",DL467*DN467)","v":" "}," ",{"$f":"IF($D467=\" \",\" \",SUM(DQ457:DQ466))","v":" "},{"$f":"IF($D467=\" \",\" \",SUM(DR457:DR466))","v":" "},{"$f":"IF($D467=\" \",\" \",DP467*DR467)","v":" "}," ",{"$f":"IF($D467=\" \",\" \",SUM(DU457:DU466))","v":" "},{"$f":"IF($D467=\" \",\" \",SUM(DV457:DV466))","v":" "},{"$f":"IF($D467=\" \",\" \",DT467*DV467)","v":" "}," ",{"$f":"IF($D467=\" \",\" \",SUM(DY457:DY466))","v":" "},{"$f":"IF($D467=\" \",\" \",SUM(DZ457:DZ466))","v":" "},{"$f":"IF($D467=\" \",\" \",DX467*DZ467)","v":" "}," ",{"$f":"IF($D467=\" \",\" \",SUM(EC457:EC466))","v":" "},{"$f":"IF($D467=\" \",\" \",SUM(ED457:ED466))","v":" "},{"$f":"IF($D467=\" \",\" \",EB467*ED467)","v":" "}," ",{"$f":"IF($D467=\" \",\" \",SUM(EG457:EG466))","v":" "},{"$f":"IF($D467=\" \",\" \",SUM(EH457:EH466))","v":" "},{"$f":"IF($D467=\" \",\" \",EF467*EH467)","v":" "}," ",{"$f":"IF($D467=\" \",\" \",SUM(EK457:EK466))","v":" "},{"$f":"IF($D467=\" \",\" \",SUM(EL457:EL466))","v":" "},{"$f":"IF($D467=\" \",\" \",EJ467*EL467)","v":" "}," ",{"$f":"IF($D467=\" \",\" \",SUM(EO457:EO466))","v":" "},{"$f":"IF($D467=\" \",\" \",SUM(EP457:EP466))","v":" "},{"$f":"IF($D467=\" \",\" \",EN467*EP467)","v":" "}," ",{"$f":"IF($D467=\" \",\" \",SUM(ES457:ES466))","v":" "},{"$f":"IF($D467=\" \",\" \",SUM(ET457:ET466))","v":" "},{"$f":"IF($D467=\" \",\" \",ER467*ET467)","v":" "}," ",{"$f":"IF($D467=\" \",\" \",SUM(EW457:EW466))","v":" "},{"$f":"IF($D467=\" \",\" \",SUM(EX457:EX466))","v":" "},{"$f":"IF($D467=\" \",\" \",EV467*EX467)","v":" "}," ",{"$f":"IF($D467=\" \",\" \",SUM(FA457:FA466))","v":" "},{"$f":"IF($D467=\" \",\" \",SUM(FB457:FB466))","v":" "},{"$f":"IF($D467=\" \",\" \",EZ467*FB467)","v":" "},{"$f":"IF($D467=\" \",\" \",1/FE467)","v":" "},{"$f":"IF($D467=\" \",\" \",SUM(FE457:FE466))","v":" "},{"$f":"IF($D467=\" \",\" \",SUM(FF457:FF466))","v":" "},{"$f":"IF($D467=\" \",\" \",FD467*FF467)","v":" "}," ",{"$f":"IF($D467=\" \",\" \",SUM(FI457:FI466))","v":" "},{"$f":"IF($D467=\" \",\" \",SUM(FJ457:FJ466))","v":" "},{"$f":"IF($D467=\" \",\" \",FH467*FJ467)","v":" "}," ",{"$f":"IF($D467=\" \",\" \",SUM(FM457:FM466))","v":" "},{"$f":"IF($D467=\" \",\" \",SUM(FN457:FN466))","v":" "},{"$f":"IF($D467=\" \",\" \",FL467*FN467)","v":" "}," ",{"$f":"IF($D467=\" \",\" \",SUM(FQ457:FQ466))","v":" "},{"$f":"IF($D467=\" \",\" \",SUM(FR457:FR466))","v":" "},{"$f":"IF($D467=\" \",\" \",FP467*FR467)","v":" "}," ",{"$f":"IF($D467=\" \",\" \",SUM(FU457:FU466))","v":" "},{"$f":"IF($D467=\" \",\" \",SUM(FV457:FV466))","v":" "},{"$f":"IF($D467=\" \",\" \",FT467*FV467)","v":" "}," ",{"$f":"IF($D467=\" \",\" \",SUM(FY457:FY466))","v":" "},{"$f":"IF($D467=\" \",\" \",SUM(FZ457:FZ466))","v":" "},{"$f":"IF($D467=\" \",\" \",FX467*FZ467)","v":" "}," ",{"$f":"IF($D467=\" \",\" \",SUM(GC457:GC466))","v":" "},{"$f":"IF($D467=\" \",\" \",SUM(GD457:GD466))","v":" "},{"$f":"IF($D467=\" \",\" \",GB467*GD467)","v":" "}," ",{"$f":"IF($D467=\" \",\" \",SUM(GG457:GG466))","v":" "},{"$f":"IF($D467=\" \",\" \",SUM(GH457:GH466))","v":" "},{"$f":"IF($D467=\" \",\" \",GF467*GH467)","v":" "}," ",{"$f":"IF($D467=\" \",\" \",SUM(GK457:GK466))","v":" "},{"$f":"IF($D467=\" \",\" \",SUM(GL457:GL466))","v":" "},{"$f":"IF($D467=\" \",\" \",GJ467*GL467)","v":" "}," ",{"$f":"IF($D467=\" \",\" \",SUM(GO457:GO466))","v":" "},{"$f":"IF($D467=\" \",\" \",SUM(GP457:GP466))","v":" "},{"$f":"IF($D467=\" \",\" \",GN467*GP467)","v":" "}," ",{"$f":"IF($D467=\" \",\" \",SUM(GS457:GS466))","v":" "},{"$f":"IF($D467=\" \",\" \",SUM(GT457:GT466))","v":" "},{"$f":"IF($D467=\" \",\" \",GR467*GT467)","v":" "}," ",{"$f":"IF($D467=\" \",\" \",SUM(GW457:GW466))","v":" "},{"$f":"IF($D467=\" \",\" \",SUM(GX457:GX466))","v":" "},{"$f":"IF($D467=\" \",\" \",GV467*GX467)","v":" "}," ",{"$f":"IF($D467=\" \",\" \",SUM(HA457:HA466))","v":" "},{"$f":"IF($D467=\" \",\" \",SUM(HB457:HB466))","v":" "},{"$f":"IF($D467=\" \",\" \",GZ467*HB467)","v":" "}," ",{"$f":"IF($D467=\" \",\" \",SUM(HE457:HE466))","v":" "},{"$f":"IF($D467=\" \",\" \",SUM(HF457:HF466))","v":" "},{"$f":"IF($D467=\" \",\" \",HD467*HF467)","v":" "}," ",{"$f":"IF($D467=\" \",\" \",SUM(HI457:HI466))","v":" "},{"$f":"IF($D467=\" \",\" \",SUM(HJ457:HJ466))","v":" "},{"$f":"IF($D467=\" \",\" \",HH467*HJ467)","v":" "}," ",{"$f":"IF($D467=\" \",\" \",SUM(HM457:HM466))","v":" "},{"$f":"IF($D467=\" \",\" \",SUM(HN457:HN466))","v":" "},{"$f":"IF($D467=\" \",\" \",HL467*HN467)","v":" "},null,{"$f":"IF($D467=\"Full\",'Failure Persistence Storage'!AB467,0)","v":0},{"$f":"IF($D467=\"Full\",'Failure Persistence Storage'!AE467,0)","v":0},{"$f":"IF($D467=\"Full\",'Failure Persistence Storage'!AF467,0)","v":0},{"$f":"IF($D467=\"Full\",'Failure Persistence Storage'!AI467,0)","v":0},{"$f":"IF($D467=\"Full\",'Failure Persistence Storage'!AJ467,0)","v":0},{"$f":"IF($D467=\"Full\",'Failure Persistence Storage'!AM467,0)","v":0},{"$f":"IF($D467=\"Full\",'Failure Persistence Storage'!AN467,0)","v":0},{"$f":"IF($D467=\"Full\",'Failure Persistence Storage'!AQ467,0)","v":0},{"$f":"IF($D467=\"Full\",'Failure Persistence Storage'!AR467,0)","v":0},{"$f":"IF($D467=\"Full\",'Failure Persistence Storage'!AU467,0)","v":0},{"$f":"IF($D467=\"Full\",'Failure Persistence Storage'!AV467,0)","v":0},{"$f":"IF($D467=\"Full\",'Failure Persistence Storage'!AY467,0)","v":0},{"$f":"IF($D467=\"Full\",'Failure Persistence Storage'!AZ467,0)","v":0},{"$f":"IF($D467=\"Full\",'Failure Persistence Storage'!BC467,0)","v":0},{"$f":"IF($D467=\"Full\",'Failure Persistence Storage'!BD467,0)","v":0},{"$f":"IF($D467=\"Full\",'Failure Persistence Storage'!BG467,0)","v":0},{"$f":"IF($D467=\"Full\",'Failure Persistence Storage'!BH467,0)","v":0},{"$f":"IF($D467=\"Full\",'Failure Persistence Storage'!BK467,0)","v":0},{"$f":"IF($D467=\"Full\",'Failure Persistence Storage'!BL467,0)","v":0},{"$f":"IF($D467=\"Full\",'Failure Persistence Storage'!BO467,0)","v":0},{"$f":"IF($D467=\"Full\",'Failure Persistence Storage'!BP467,0)","v":0},{"$f":"IF($D467=\"Full\",'Failure Persistence Storage'!BS467,0)","v":0},{"$f":"IF($D467=\"Full\",'Failure Persistence Storage'!BT467,0)","v":0},{"$f":"IF($D467=\"Full\",'Failure Persistence Storage'!BW467,0)","v":0},{"$f":"IF($D467=\"Full\",'Failure Persistence Storage'!BX467,0)","v":0},{"$f":"IF($D467=\"Full\",'Failure Persistence Storage'!CA467,0)","v":0},{"$f":"IF($D467=\"Full\",'Failure Persistence Storage'!CB467,0)","v":0},{"$f":"IF($D467=\"Full\",'Failure Persistence Storage'!CE467,0)","v":0},{"$f":"IF($D467=\"Full\",'Failure Persistence Storage'!CF467,0)","v":0},{"$f":"IF($D467=\"Full\",'Failure Persistence Storage'!CI467,0)","v":0},{"$f":"IF($D467=\"Full\",'Failure Persistence Storage'!CJ467,0)","v":0},{"$f":"IF($D467=\"Full\",'Failure Persistence Storage'!CM467,0)","v":0},{"$f":"IF($D467=\"Full\",'Failure Persistence Storage'!CN467,0)","v":0},{"$f":"IF($D467=\"Full\",'Failure Persistence Storage'!CQ467,0)","v":0},{"$f":"IF($D467=\"Full\",'Failure Persistence Storage'!CR467,0)","v":0},{"$f":"IF($D467=\"Full\",'Failure Persistence Storage'!CU467,0)","v":0},{"$f":"IF($D467=\"Full\",'Failure Persistence Storage'!CV467,0)","v":0},{"$f":"IF($D467=\"Full\",'Failure Persistence Storage'!CY467,0)","v":0},{"$f":"IF($D467=\"Full\",'Failure Persistence Storage'!CZ467,0)","v":0},{"$f":"IF($D467=\"Full\",'Failure Persistence Storage'!DC467,0)","v":0},{"$f":"IF($D467=\"Full\",'Failure Persistence Storage'!DD467,0)","v":0},{"$f":"IF($D467=\"Full\",'Failure Persistence Storage'!DG467,0)","v":0},{"$f":"IF($D467=\"Full\",'Failure Persistence Storage'!DH467,0)","v":0},{"$f":"IF($D467=\"Full\",'Failure Persistence Storage'!DK467,0)","v":0},{"$f":"IF($D467=\"Full\",'Failure Persistence Storage'!DL467,0)","v":0},{"$f":"IF($D467=\"Full\",'Failure Persistence Storage'!DO467,0)","v":0},{"$f":"IF($D467=\"Full\",'Failure Persistence Storage'!DP467,0)","v":0},{"$f":"IF($D467=\"Full\",'Failure Persistence Storage'!DS467,0)","v":0},{"$f":"IF($D467=\"Full\",'Failure Persistence Storage'!DT467,0)","v":0},{"$f":"IF($D467=\"Full\",'Failure Persistence Storage'!DW467,0)","v":0},{"$f":"IF($D467=\"Full\",'Failure Persistence Storage'!DX467,0)","v":0},{"$f":"IF($D467=\"Full\",'Failure Persistence Storage'!EA467,0)","v":0},{"$f":"IF($D467=\"Full\",'Failure Persistence Storage'!EB467,0)","v":0},{"$f":"IF($D467=\"Full\",'Failure Persistence Storage'!EE467,0)","v":0},{"$f":"IF($D467=\"Full\",'Failure Persistence Storage'!EF467,0)","v":0},{"$f":"IF($D467=\"Full\",'Failure Persistence Storage'!EI467,0)","v":0},{"$f":"IF($D467=\"Full\",'Failure Persistence Storage'!EJ467,0)","v":0},{"$f":"IF($D467=\"Full\",'Failure Persistence Storage'!EM467,0)","v":0},{"$f":"IF($D467=\"Full\",'Failure Persistence Storage'!EN467,0)","v":0},{"$f":"IF($D467=\"Full\",'Failure Persistence Storage'!EQ467,0)","v":0},{"$f":"IF($D467=\"Full\",'Failure Persistence Storage'!ER467,0)","v":0},{"$f":"IF($D467=\"Full\",'Failure Persistence Storage'!EU467,0)","v":0},{"$f":"IF($D467=\"Full\",'Failure Persistence Storage'!EV467,0)","v":0},{"$f":"IF($D467=\"Full\",'Failure Persistence Storage'!EY467,0)","v":0},{"$f":"IF($D467=\"Full\",'Failure Persistence Storage'!EZ467,0)","v":0},{"$f":"IF($D467=\"Full\",'Failure Persistence Storage'!FC467,0)","v":0},{"$f":"IF($D467=\"Full\",'Failure Persistence Storage'!FD467,0)","v":0},{"$f":"IF($D467=\"Full\",'Failure Persistence Storage'!FG467,0)","v":0},{"$f":"IF($D467=\"Full\",'Failure Persistence Storage'!FH467,0)","v":0},{"$f":"IF($D467=\"Full\",'Failure Persistence Storage'!FK467,0)","v":0},{"$f":"IF($D467=\"Full\",'Failure Persistence Storage'!FL467,0)","v":0},{"$f":"IF($D467=\"Full\",'Failure Persistence Storage'!FO467,0)","v":0},{"$f":"IF($D467=\"Full\",'Failure Persistence Storage'!FP467,0)","v":0},{"$f":"IF($D467=\"Full\",'Failure Persistence Storage'!FS467,0)","v":0},{"$f":"IF($D467=\"Full\",'Failure Persistence Storage'!FT467,0)","v":0},{"$f":"IF($D467=\"Full\",'Failure Persistence Storage'!FW467,0)","v":0},{"$f":"IF($D467=\"Full\",'Failure Persistence Storage'!FX467,0)","v":0},{"$f":"IF($D467=\"Full\",'Failure Persistence Storage'!GA467,0)","v":0},{"$f":"IF($D467=\"Full\",'Failure Persistence Storage'!GB467,0)","v":0},{"$f":"IF($D467=\"Full\",'Failure Persistence Storage'!GE467,0)","v":0},{"$f":"IF($D467=\"Full\",'Failure Persistence Storage'!GF467,0)","v":0},{"$f":"IF($D467=\"Full\",'Failure Persistence Storage'!GI467,0)","v":0},{"$f":"IF($D467=\"Full\",'Failure Persistence Storage'!GJ467,0)","v":0},{"$f":"IF($D467=\"Full\",'Failure Persistence Storage'!GM467,0)","v":0},{"$f":"IF($D467=\"Full\",'Failure Persistence Storage'!GN467,0)","v":0},{"$f":"IF($D467=\"Full\",'Failure Persistence Storage'!GQ467,0)","v":0},{"$f":"IF($D467=\"Full\",'Failure Persistence Storage'!GR467,0)","v":0},{"$f":"IF($D467=\"Full\",'Failure Persistence Storage'!GU467,0)","v":0},{"$f":"IF($D467=\"Full\",'Failure Persistence Storage'!GV467,0)","v":0},{"$f":"IF($D467=\"Full\",'Failure Persistence Storage'!GY467,0)","v":0},{"$f":"IF($D467=\"Full\",'Failure Persistence Storage'!GZ467,0)","v":0},{"$f":"IF($D467=\"Full\",'Failure Persistence Storage'!HC467,0)","v":0},{"$f":"IF($D467=\"Full\",'Failure Persistence Storage'!HD467,0)","v":0},{"$f":"IF($D467=\"Full\",'Failure Persistence Storage'!HG467,0)","v":0},{"$f":"IF($D467=\"Full\",'Failure Persistence Storage'!HH467,0)","v":0},{"$f":"IF($D467=\"Full\",'Failure Persistence Storage'!HK467,0)","v":0},{"$f":"IF($D467=\"Full\",'Failure Persistence Storage'!HL467,0)","v":0},{"$f":"IF($D467=\"Full\",'Failure Persistence Storage'!HO467,0)","v":0}]
[null,null,null," ",null,null,null,null,null,null,"Row Number",null,null,null,null,null,null,null,null,null,null,null,null,null,null,null,null," "," "," "," "," "," "," "," "," "," "," "," "," "," "," "," "," "," "," "," "," "," "," "," "," "," "," "," "," "," "," "," "," "," "," "," "," "," "," "," "," "," "," "," "," "," "," "," "," "," "," "," "," "," "," "," "," "," "," "," "," "," "," "," "," "," "," "," "," "," "," "," "," "," "," "," "," "," "," "," "," "," "," "," "," "," "," "," "," "," "," "," "," "," "," "," "," "," "," "," "," "," "," "," "," "," "," "," "," "," "," "," "," "," "," "," "," "," "," "," "," "," "," "," "," "," "," "," "," "," "," "," "," "," "," "," "," "," "," "," "," "," "," "," "," "," "," "," "," "," "," "," "," "," "," "," "," "," "," "," "," "," "," "," "," "," "," "," "," "," "," "," "," "," "," "," "," "," "," "," "," "," "," "," "," "," "," "," "," "," "," "," "," "," "," "," ",null,{"$f":"IF($D471=\"Full\",'Failure Persistence Storage'!AB471,0)","v":0},{"$f":"IF($D471=\"Full\",'Failure Persistence Storage'!AE471,0)","v":0},{"$f":"IF($D471=\"Full\",'Failure Persistence Storage'!AF471,0)","v":0},{"$f":"IF($D471=\"Full\",'Failure Persistence Storage'!AI471,0)","v":0},{"$f":"IF($D471=\"Full\",'Failure Persistence Storage'!AJ471,0)","v":0},{"$f":"IF($D471=\"Full\",'Failure Persistence Storage'!AM471,0)","v":0},{"$f":"IF($D471=\"Full\",'Failure Persistence Storage'!AN471,0)","v":0},{"$f":"IF($D471=\"Full\",'Failure Persistence Storage'!AQ471,0)","v":0},{"$f":"IF($D471=\"Full\",'Failure Persistence Storage'!AR471,0)","v":0},{"$f":"IF($D471=\"Full\",'Failure Persistence Storage'!AU471,0)","v":0},{"$f":"IF($D471=\"Full\",'Failure Persistence Storage'!AV471,0)","v":0},{"$f":"IF($D471=\"Full\",'Failure Persistence Storage'!AY471,0)","v":0},{"$f":"IF($D471=\"Full\",'Failure Persistence Storage'!AZ471,0)","v":0},{"$f":"IF($D471=\"Full\",'Failure Persistence Storage'!BC471,0)","v":0},{"$f":"IF($D471=\"Full\",'Failure Persistence Storage'!BD471,0)","v":0},{"$f":"IF($D471=\"Full\",'Failure Persistence Storage'!BG471,0)","v":0},{"$f":"IF($D471=\"Full\",'Failure Persistence Storage'!BH471,0)","v":0},{"$f":"IF($D471=\"Full\",'Failure Persistence Storage'!BK471,0)","v":0},{"$f":"IF($D471=\"Full\",'Failure Persistence Storage'!BL471,0)","v":0},{"$f":"IF($D471=\"Full\",'Failure Persistence Storage'!BO471,0)","v":0},{"$f":"IF($D471=\"Full\",'Failure Persistence Storage'!BP471,0)","v":0},{"$f":"IF($D471=\"Full\",'Failure Persistence Storage'!BS471,0)","v":0},{"$f":"IF($D471=\"Full\",'Failure Persistence Storage'!BT471,0)","v":0},{"$f":"IF($D471=\"Full\",'Failure Persistence Storage'!BW471,0)","v":0},{"$f":"IF($D471=\"Full\",'Failure Persistence Storage'!BX471,0)","v":0},{"$f":"IF($D471=\"Full\",'Failure Persistence Storage'!CA471,0)","v":0},{"$f":"IF($D471=\"Full\",'Failure Persistence Storage'!CB471,0)","v":0},{"$f":"IF($D471=\"Full\",'Failure Persistence Storage'!CE471,0)","v":0},{"$f":"IF($D471=\"Full\",'Failure Persistence Storage'!CF471,0)","v":0},{"$f":"IF($D471=\"Full\",'Failure Persistence Storage'!CI471,0)","v":0},{"$f":"IF($D471=\"Full\",'Failure Persistence Storage'!CJ471,0)","v":0},{"$f":"IF($D471=\"Full\",'Failure Persistence Storage'!CM471,0)","v":0},{"$f":"IF($D471=\"Full\",'Failure Persistence Storage'!CN471,0)","v":0},{"$f":"IF($D471=\"Full\",'Failure Persistence Storage'!CQ471,0)","v":0},{"$f":"IF($D471=\"Full\",'Failure Persistence Storage'!CR471,0)","v":0},{"$f":"IF($D471=\"Full\",'Failure Persistence Storage'!CU471,0)","v":0},{"$f":"IF($D471=\"Full\",'Failure Persistence Storage'!CV471,0)","v":0},{"$f":"IF($D471=\"Full\",'Failure Persistence Storage'!CY471,0)","v":0},{"$f":"IF($D471=\"Full\",'Failure Persistence Storage'!CZ471,0)","v":0},{"$f":"IF($D471=\"Full\",'Failure Persistence Storage'!DC471,0)","v":0},{"$f":"IF($D471=\"Full\",'Failure Persistence Storage'!DD471,0)","v":0},{"$f":"IF($D471=\"Full\",'Failure Persistence Storage'!DG471,0)","v":0},{"$f":"IF($D471=\"Full\",'Failure Persistence Storage'!DH471,0)","v":0},{"$f":"IF($D471=\"Full\",'Failure Persistence Storage'!DK471,0)","v":0},{"$f":"IF($D471=\"Full\",'Failure Persistence Storage'!DL471,0)","v":0},{"$f":"IF($D471=\"Full\",'Failure Persistence Storage'!DO471,0)","v":0},{"$f":"IF($D471=\"Full\",'Failure Persistence Storage'!DP471,0)","v":0},{"$f":"IF($D471=\"Full\",'Failure Persistence Storage'!DS471,0)","v":0},{"$f":"IF($D471=\"Full\",'Failure Persistence Storage'!DT471,0)","v":0},{"$f":"IF($D471=\"Full\",'Failure Persistence Storage'!DW471,0)","v":0},{"$f":"IF($D471=\"Full\",'Failure Persistence Storage'!DX471,0)","v":0},{"$f":"IF($D471=\"Full\",'Failure Persistence Storage'!EA471,0)","v":0},{"$f":"IF($D471=\"Full\",'Failure Persistence Storage'!EB471,0)","v":0},{"$f":"IF($D471=\"Full\",'Failure Persistence Storage'!EE471,0)","v":0},{"$f":"IF($D471=\"Full\",'Failure Persistence Storage'!EF471,0)","v":0},{"$f":"IF($D471=\"Full\",'Failure Persistence Storage'!EI471,0)","v":0},{"$f":"IF($D471=\"Full\",'Failure Persistence Storage'!EJ471,0)","v":0},{"$f":"IF($D471=\"Full\",'Failure Persistence Storage'!EM471,0)","v":0},{"$f":"IF($D471=\"Full\",'Failure Persistence Storage'!EN471,0)","v":0},{"$f":"IF($D471=\"Full\",'Failure Persistence Storage'!EQ471,0)","v":0},{"$f":"IF($D471=\"Full\",'Failure Persistence Storage'!ER471,0)","v":0},{"$f":"IF($D471=\"Full\",'Failure Persistence Storage'!EU471,0)","v":0},{"$f":"IF($D471=\"Full\",'Failure Persistence Storage'!EV471,0)","v":0},{"$f":"IF($D471=\"Full\",'Failure Persistence Storage'!EY471,0)","v":0},{"$f":"IF($D471=\"Full\",'Failure Persistence Storage'!EZ471,0)","v":0},{"$f":"IF($D471=\"Full\",'Failure Persistence Storage'!FC471,0)","v":0},{"$f":"IF($D471=\"Full\",'Failure Persistence Storage'!FD471,0)","v":0},{"$f":"IF($D471=\"Full\",'Failure Persistence Storage'!FG471,0)","v":0},{"$f":"IF($D471=\"Full\",'Failure Persistence Storage'!FH471,0)","v":0},{"$f":"IF($D471=\"Full\",'Failure Persistence Storage'!FK471,0)","v":0},{"$f":"IF($D471=\"Full\",'Failure Persistence Storage'!FL471,0)","v":0},{"$f":"IF($D471=\"Full\",'Failure Persistence Storage'!FO471,0)","v":0},{"$f":"IF($D471=\"Full\",'Failure Persistence Storage'!FP471,0)","v":0},{"$f":"IF($D471=\"Full\",'Failure Persistence Storage'!FS471,0)","v":0},{"$f":"IF($D471=\"Full\",'Failure Persistence Storage'!FT471,0)","v":0},{"$f":"IF($D471=\"Full\",'Failure Persistence Storage'!FW471,0)","v":0},{"$f":"IF($D471=\"Full\",'Failure Persistence Storage'!FX471,0)","v":0},{"$f":"IF($D471=\"Full\",'Failure Persistence Storage'!GA471,0)","v":0},{"$f":"IF($D471=\"Full\",'Failure Persistence Storage'!GB471,0)","v":0},{"$f":"IF($D471=\"Full\",'Failure Persistence Storage'!GE471,0)","v":0},{"$f":"IF($D471=\"Full\",'Failure Persistence Storage'!GF471,0)","v":0},{"$f":"IF($D471=\"Full\",'Failure Persistence Storage'!GI471,0)","v":0},{"$f":"IF($D471=\"Full\",'Failure Persistence Storage'!GJ471,0)","v":0},{"$f":"IF($D471=\"Full\",'Failure Persistence Storage'!GM471,0)","v":0},{"$f":"IF($D471=\"Full\",'Failure Persistence Storage'!GN471,0)","v":0},{"$f":"IF($D471=\"Full\",'Failure Persistence Storage'!GQ471,0)","v":0},{"$f":"IF($D471=\"Full\",'Failure Persistence Storage'!GR471,0)","v":0},{"$f":"IF($D471=\"Full\",'Failure Persistence Storage'!GU471,0)","v":0},{"$f":"IF($D471=\"Full\",'Failure Persistence Storage'!GV471,0)","v":0},{"$f":"IF($D471=\"Full\",'Failure Persistence Storage'!GY471,0)","v":0},{"$f":"IF($D471=\"Full\",'Failure Persistence Storage'!GZ471,0)","v":0},{"$f":"IF($D471=\"Full\",'Failure Persistence Storage'!HC471,0)","v":0},{"$f":"IF($D471=\"Full\",'Failure Persistence Storage'!HD471,0)","v":0},{"$f":"IF($D471=\"Full\",'Failure Persistence Storage'!HG471,0)","v":0},{"$f":"IF($D471=\"Full\",'Failure Persistence Storage'!HH471,0)","v":0},{"$f":"IF($D471=\"Full\",'Failure Persistence Storage'!HK471,0)","v":0},{"$f":"IF($D471=\"Full\",'Failure Persistence Storage'!HL471,0)","v":0},{"$f":"IF($D471=\"Full\",'Failure Persistence Storage'!HO471,0)","v":0}]
[null,null,null," ",null,null,null,null,null,null,"Row Number",null,null,null,null,null,null,null,null,null,null,null,null,null,null,null,null," "," "," "," "," "," "," "," "," "," "," "," "," "," "," "," "," "," "," "," "," "," "," "," "," "," "," "," "," "," "," "," "," "," "," "," "," "," "," "," "," "," "," "," "," "," "," "," "," "," "," "," "," "," "," "," "," "," "," "," "," "," "," "," "," "," "," "," "," "," "," "," "," "," "," "," "," "," "," "," "," "," "," "," "," "," "," "," "," "," "," "," "," "," "," "," "," "," "," "," "," "," "," "," "," "," "," "," "," "," "," "," "," "," "," "," "," "," "," "," "," "," "," "," "," "," "," "," "," "," "," "," "," "," "," "," "," "," "," "," "," "," "," "," "," "," "," "," "," "," "," "," "," "," "," "," "," "," "," "," "," "," "," "," "," "," "," "," "," "," "," "," "," "," "," "," "," "," "," "," "," "," "," "," "," "," "," "," "," "," "," "," "," "," "," "," ",null,{"$f":"IF($D475=\"Full\",'Failure Persistence Storage'!AB475,0)","v":0},{"$f":"IF($D475=\"Full\",'Failure Persistence Storage'!AE475,0)","v":0},{"$f":"IF($D475=\"Full\",'Failure Persistence Storage'!AF475,0)","v":0},{"$f":"IF($D475=\"Full\",'Failure Persistence Storage'!AI475,0)","v":0},{"$f":"IF($D475=\"Full\",'Failure Persistence Storage'!AJ475,0)","v":0},{"$f":"IF($D475=\"Full\",'Failure Persistence Storage'!AM475,0)","v":0},{"$f":"IF($D475=\"Full\",'Failure Persistence Storage'!AN475,0)","v":0},{"$f":"IF($D475=\"Full\",'Failure Persistence Storage'!AQ475,0)","v":0},{"$f":"IF($D475=\"Full\",'Failure Persistence Storage'!AR475,0)","v":0},{"$f":"IF($D475=\"Full\",'Failure Persistence Storage'!AU475,0)","v":0},{"$f":"IF($D475=\"Full\",'Failure Persistence Storage'!AV475,0)","v":0},{"$f":"IF($D475=\"Full\",'Failure Persistence Storage'!AY475,0)","v":0},{"$f":"IF($D475=\"Full\",'Failure Persistence Storage'!AZ475,0)","v":0},{"$f":"IF($D475=\"Full\",'Failure Persistence Storage'!BC475,0)","v":0},{"$f":"IF($D475=\"Full\",'Failure Persistence Storage'!BD475,0)","v":0},{"$f":"IF($D475=\"Full\",'Failure Persistence Storage'!BG475,0)","v":0},{"$f":"IF($D475=\"Full\",'Failure Persistence Storage'!BH475,0)","v":0},{"$f":"IF($D475=\"Full\",'Failure Persistence Storage'!BK475,0)","v":0},{"$f":"IF($D475=\"Full\",'Failure Persistence Storage'!BL475,0)","v":0},{"$f":"IF($D475=\"Full\",'Failure Persistence Storage'!BO475,0)","v":0},{"$f":"IF($D475=\"Full\",'Failure Persistence Storage'!BP475,0)","v":0},{"$f":"IF($D475=\"Full\",'Failure Persistence Storage'!BS475,0)","v":0},{"$f":"IF($D475=\"Full\",'Failure Persistence Storage'!BT475,0)","v":0},{"$f":"IF($D475=\"Full\",'Failure Persistence Storage'!BW475,0)","v":0},{"$f":"IF($D475=\"Full\",'Failure Persistence Storage'!BX475,0)","v":0},{"$f":"IF($D475=\"Full\",'Failure Persistence Storage'!CA475,0)","v":0},{"$f":"IF($D475=\"Full\",'Failure Persistence Storage'!CB475,0)","v":0},{"$f":"IF($D475=\"Full\",'Failure Persistence Storage'!CE475,0)","v":0},{"$f":"IF($D475=\"Full\",'Failure Persistence Storage'!CF475,0)","v":0},{"$f":"IF($D475=\"Full\",'Failure Persistence Storage'!CI475,0)","v":0},{"$f":"IF($D475=\"Full\",'Failure Persistence Storage'!CJ475,0)","v":0},{"$f":"IF($D475=\"Full\",'Failure Persistence Storage'!CM475,0)","v":0},{"$f":"IF($D475=\"Full\",'Failure Persistence Storage'!CN475,0)","v":0},{"$f":"IF($D475=\"Full\",'Failure Persistence Storage'!CQ475,0)","v":0},{"$f":"IF($D475=\"Full\",'Failure Persistence Storage'!CR475,0)","v":0},{"$f":"IF($D475=\"Full\",'Failure Persistence Storage'!CU475,0)","v":0},{"$f":"IF($D475=\"Full\",'Failure Persistence Storage'!CV475,0)","v":0},{"$f":"IF($D475=\"Full\",'Failure Persistence Storage'!CY475,0)","v":0},{"$f":"IF($D475=\"Full\",'Failure Persistence Storage'!CZ475,0)","v":0},{"$f":"IF($D475=\"Full\",'Failure Persistence Storage'!DC475,0)","v":0},{"$f":"IF($D475=\"Full\",'Failure Persistence Storage'!DD475,0)","v":0},{"$f":"IF($D475=\"Full\",'Failure Persistence Storage'!DG475,0)","v":0},{"$f":"IF($D475=\"Full\",'Failure Persistence Storage'!DH475,0)","v":0},{"$f":"IF($D475=\"Full\",'Failure Persistence Storage'!DK475,0)","v":0},{"$f":"IF($D475=\"Full\",'Failure Persistence Storage'!DL475,0)","v":0},{"$f":"IF($D475=\"Full\",'Failure Persistence Storage'!DO475,0)","v":0},{"$f":"IF($D475=\"Full\",'Failure Persistence Storage'!DP475,0)","v":0},{"$f":"IF($D475=\"Full\",'Failure Persistence Storage'!DS475,0)","v":0},{"$f":"IF($D475=\"Full\",'Failure Persistence Storage'!DT475,0)","v":0},{"$f":"IF($D475=\"Full\",'Failure Persistence Storage'!DW475,0)","v":0},{"$f":"IF($D475=\"Full\",'Failure Persistence Storage'!DX475,0)","v":0},{"$f":"IF($D475=\"Full\",'Failure Persistence Storage'!EA475,0)","v":0},{"$f":"IF($D475=\"Full\",'Failure Persistence Storage'!EB475,0)","v":0},{"$f":"IF($D475=\"Full\",'Failure Persistence Storage'!EE475,0)","v":0},{"$f":"IF($D475=\"Full\",'Failure Persistence Storage'!EF475,0)","v":0},{"$f":"IF($D475=\"Full\",'Failure Persistence Storage'!EI475,0)","v":0},{"$f":"IF($D475=\"Full\",'Failure Persistence Storage'!EJ475,0)","v":0},{"$f":"IF($D475=\"Full\",'Failure Persistence Storage'!EM475,0)","v":0},{"$f":"IF($D475=\"Full\",'Failure Persistence Storage'!EN475,0)","v":0},{"$f":"IF($D475=\"Full\",'Failure Persistence Storage'!EQ475,0)","v":0},{"$f":"IF($D475=\"Full\",'Failure Persistence Storage'!ER475,0)","v":0},{"$f":"IF($D475=\"Full\",'Failure Persistence Storage'!EU475,0)","v":0},{"$f":"IF($D475=\"Full\",'Failure Persistence Storage'!EV475,0)","v":0},{"$f":"IF($D475=\"Full\",'Failure Persistence Storage'!EY475,0)","v":0},{"$f":"IF($D475=\"Full\",'Failure Persistence Storage'!EZ475,0)","v":0},{"$f":"IF($D475=\"Full\",'Failure Persistence Storage'!FC475,0)","v":0},{"$f":"IF($D475=\"Full\",'Failure Persistence Storage'!FD475,0)","v":0},{"$f":"IF($D475=\"Full\",'Failure Persistence Storage'!FG475,0)","v":0},{"$f":"IF($D475=\"Full\",'Failure Persistence Storage'!FH475,0)","v":0},{"$f":"IF($D475=\"Full\",'Failure Persistence Storage'!FK475,0)","v":0},{"$f":"IF($D475=\"Full\",'Failure Persistence Storage'!FL475,0)","v":0},{"$f":"IF($D475=\"Full\",'Failure Persistence Storage'!FO475,0)","v":0},{"$f":"IF($D475=\"Full\",'Failure Persistence Storage'!FP475,0)","v":0},{"$f":"IF($D475=\"Full\",'Failure Persistence Storage'!FS475,0)","v":0},{"$f":"IF($D475=\"Full\",'Failure Persistence Storage'!FT475,0)","v":0},{"$f":"IF($D475=\"Full\",'Failure Persistence Storage'!FW475,0)","v":0},{"$f":"IF($D475=\"Full\",'Failure Persistence Storage'!FX475,0)","v":0},{"$f":"IF($D475=\"Full\",'Failure Persistence Storage'!GA475,0)","v":0},{"$f":"IF($D475=\"Full\",'Failure Persistence Storage'!GB475,0)","v":0},{"$f":"IF($D475=\"Full\",'Failure Persistence Storage'!GE475,0)","v":0},{"$f":"IF($D475=\"Full\",'Failure Persistence Storage'!GF475,0)","v":0},{"$f":"IF($D475=\"Full\",'Failure Persistence Storage'!GI475,0)","v":0},{"$f":"IF($D475=\"Full\",'Failure Persistence Storage'!GJ475,0)","v":0},{"$f":"IF($D475=\"Full\",'Failure Persistence Storage'!GM475,0)","v":0},{"$f":"IF($D475=\"Full\",'Failure Persistence Storage'!GN475,0)","v":0},{"$f":"IF($D475=\"Full\",'Failure Persistence Storage'!GQ475,0)","v":0},{"$f":"IF($D475=\"Full\",'Failure Persistence Storage'!GR475,0)","v":0},{"$f":"IF($D475=\"Full\",'Failure Persistence Storage'!GU475,0)","v":0},{"$f":"IF($D475=\"Full\",'Failure Persistence Storage'!GV475,0)","v":0},{"$f":"IF($D475=\"Full\",'Failure Persistence Storage'!GY475,0)","v":0},{"$f":"IF($D475=\"Full\",'Failure Persistence Storage'!GZ475,0)","v":0},{"$f":"IF($D475=\"Full\",'Failure Persistence Storage'!HC475,0)","v":0},{"$f":"IF($D475=\"Full\",'Failure Persistence Storage'!HD475,0)","v":0},{"$f":"IF($D475=\"Full\",'Failure Persistence Storage'!HG475,0)","v":0},{"$f":"IF($D475=\"Full\",'Failure Persistence Storage'!HH475,0)","v":0},{"$f":"IF($D475=\"Full\",'Failure Persistence Storage'!HK475,0)","v":0},{"$f":"IF($D475=\"Full\",'Failure Persistence Storage'!HL475,0)","v":0},{"$f":"IF($D475=\"Full\",'Failure Persistence Storage'!HO475,0)","v":0}]
[null,null,null," ",null,null,null,null,null,null,"Row Number",null,null,null,null,null,null,null,null,null,null,null,null,null,null,null,null," "," "," "," "," "," "," "," "," "," "," "," "," "," "," "," "," "," "," "," "," "," "," "," "," "," "," "," "," "," "," "," "," "," "," "," "," "," "," "," "," "," "," "," "," "," "," "," "," "," "," "," "," "," "," "," "," "," "," "," "," "," "," "," "," "," "," "," "," "," "," "," "," "," "," "," "," "," "," "," "," "," "," "," "," "," "," "," "," "," "," "," "," "," "," "," "," "," "," "," "," "," "," "," "," "," "," "," "," "," "," "," "," "," "," "," "," "," "," "," "," "," "," "," "," "," "," "," "," "," "," "," "," "," "," "," "," "," "," "," "," "," "," "," "," "," "," "," "," "," "," "," "," "," "," "," "," "," "," "," "," "," "," "," "," "," "," "," "," "," "," "," "," "," "," "," "," "," "," "," "," "," "," "," "," "," "," "," "," "," "," "," "," "," "," "," ",null,{"$f":"IF($D476=\"Full\",'Failure Persistence Storage'!AB476,0)","v":0},{"$f":"IF($D476=\"Full\",'Failure Persistence Storage'!AE476,0)","v":0},{"$f":"IF($D476=\"Full\",'Failure Persistence Storage'!AF476,0)","v":0},{"$f":"IF($D476=\"Full\",'Failure Persistence Storage'!AI476,0)","v":0},{"$f":"IF($D476=\"Full\",'Failure Persistence Storage'!AJ476,0)","v":0},{"$f":"IF($D476=\"Full\",'Failure Persistence Storage'!AM476,0)","v":0},{"$f":"IF($D476=\"Full\",'Failure Persistence Storage'!AN476,0)","v":0},{"$f":"IF($D476=\"Full\",'Failure Persistence Storage'!AQ476,0)","v":0},{"$f":"IF($D476=\"Full\",'Failure Persistence Storage'!AR476,0)","v":0},{"$f":"IF($D476=\"Full\",'Failure Persistence Storage'!AU476,0)","v":0},{"$f":"IF($D476=\"Full\",'Failure Persistence Storage'!AV476,0)","v":0},{"$f":"IF($D476=\"Full\",'Failure Persistence Storage'!AY476,0)","v":0},{"$f":"IF($D476=\"Full\",'Failure Persistence Storage'!AZ476,0)","v":0},{"$f":"IF($D476=\"Full\",'Failure Persistence Storage'!BC476,0)","v":0},{"$f":"IF($D476=\"Full\",'Failure Persistence Storage'!BD476,0)","v":0},{"$f":"IF($D476=\"Full\",'Failure Persistence Storage'!BG476,0)","v":0},{"$f":"IF($D476=\"Full\",'Failure Persistence Storage'!BH476,0)","v":0},{"$f":"IF($D476=\"Full\",'Failure Persistence Storage'!BK476,0)","v":0},{"$f":"IF($D476=\"Full\",'Failure Persistence Storage'!BL476,0)","v":0},{"$f":"IF($D476=\"Full\",'Failure Persistence Storage'!BO476,0)","v":0},{"$f":"IF($D476=\"Full\",'Failure Persistence Storage'!BP476,0)","v":0},{"$f":"IF($D476=\"Full\",'Failure Persistence Storage'!BS476,0)","v":0},{"$f":"IF($D476=\"Full\",'Failure Persistence Storage'!BT476,0)","v":0},{"$f":"IF($D476=\"Full\",'Failure Persistence Storage'!BW476,0)","v":0},{"$f":"IF($D476=\"Full\",'Failure Persistence Storage'!BX476,0)","v":0},{"$f":"IF($D476=\"Full\",'Failure Persistence Storage'!CA476,0)","v":0},{"$f":"IF($D476=\"Full\",'Failure Persistence Storage'!CB476,0)","v":0},{"$f":"IF($D476=\"Full\",'Failure Persistence Storage'!CE476,0)","v":0},{"$f":"IF($D476=\"Full\",'Failure Persistence Storage'!CF476,0)","v":0},{"$f":"IF($D476=\"Full\",'Failure Persistence Storage'!CI476,0)","v":0},{"$f":"IF($D476=\"Full\",'Failure Persistence Storage'!CJ476,0)","v":0},{"$f":"IF($D476=\"Full\",'Failure Persistence Storage'!CM476,0)","v":0},{"$f":"IF($D476=\"Full\",'Failure Persistence Storage'!CN476,0)","v":0},{"$f":"IF($D476=\"Full\",'Failure Persistence Storage'!CQ476,0)","v":0},{"$f":"IF($D476=\"Full\",'Failure Persistence Storage'!CR476,0)","v":0},{"$f":"IF($D476=\"Full\",'Failure Persistence Storage'!CU476,0)","v":0},{"$f":"IF($D476=\"Full\",'Failure Persistence Storage'!CV476,0)","v":0},{"$f":"IF($D476=\"Full\",'Failure Persistence Storage'!CY476,0)","v":0},{"$f":"IF($D476=\"Full\",'Failure Persistence Storage'!CZ476,0)","v":0},{"$f":"IF($D476=\"Full\",'Failure Persistence Storage'!DC476,0)","v":0},{"$f":"IF($D476=\"Full\",'Failure Persistence Storage'!DD476,0)","v":0},{"$f":"IF($D476=\"Full\",'Failure Persistence Storage'!DG476,0)","v":0},{"$f":"IF($D476=\"Full\",'Failure Persistence Storage'!DH476,0)","v":0},{"$f":"IF($D476=\"Full\",'Failure Persistence Storage'!DK476,0)","v":0},{"$f":"IF($D476=\"Full\",'Failure Persistence Storage'!DL476,0)","v":0},{"$f":"IF($D476=\"Full\",'Failure Persistence Storage'!DO476,0)","v":0},{"$f":"IF($D476=\"Full\",'Failure Persistence Storage'!DP476,0)","v":0},{"$f":"IF($D476=\"Full\",'Failure Persistence Storage'!DS476,0)","v":0},{"$f":"IF($D476=\"Full\",'Failure Persistence Storage'!DT476,0)","v":0},{"$f":"IF($D476=\"Full\",'Failure Persistence Storage'!DW476,0)","v":0},{"$f":"IF($D476=\"Full\",'Failure Persistence Storage'!DX476,0)","v":0},{"$f":"IF($D476=\"Full\",'Failure Persistence Storage'!EA476,0)","v":0},{"$f":"IF($D476=\"Full\",'Failure Persistence Storage'!EB476,0)","v":0},{"$f":"IF($D476=\"Full\",'Failure Persistence Storage'!EE476,0)","v":0},{"$f":"IF($D476=\"Full\",'Failure Persistence Storage'!EF476,0)","v":0},{"$f":"IF($D476=\"Full\",'Failure Persistence Storage'!EI476,0)","v":0},{"$f":"IF($D476=\"Full\",'Failure Persistence Storage'!EJ476,0)","v":0},{"$f":"IF($D476=\"Full\",'Failure Persistence Storage'!EM476,0)","v":0},{"$f":"IF($D476=\"Full\",'Failure Persistence Storage'!EN476,0)","v":0},{"$f":"IF($D476=\"Full\",'Failure Persistence Storage'!EQ476,0)","v":0},{"$f":"IF($D476=\"Full\",'Failure Persistence Storage'!ER476,0)","v":0},{"$f":"IF($D476=\"Full\",'Failure Persistence Storage'!EU476,0)","v":0},{"$f":"IF($D476=\"Full\",'Failure Persistence Storage'!EV476,0)","v":0},{"$f":"IF($D476=\"Full\",'Failure Persistence Storage'!EY476,0)","v":0},{"$f":"IF($D476=\"Full\",'Failure Persistence Storage'!EZ476,0)","v":0},{"$f":"IF($D476=\"Full\",'Failure Persistence Storage'!FC476,0)","v":0},{"$f":"IF($D476=\"Full\",'Failure Persistence Storage'!FD476,0)","v":0},{"$f":"IF($D476=\"Full\",'Failure Persistence Storage'!FG476,0)","v":0},{"$f":"IF($D476=\"Full\",'Failure Persistence Storage'!FH476,0)","v":0},{"$f":"IF($D476=\"Full\",'Failure Persistence Storage'!FK476,0)","v":0},{"$f":"IF($D476=\"Full\",'Failure Persistence Storage'!FL476,0)","v":0},{"$f":"IF($D476=\"Full\",'Failure Persistence Storage'!FO476,0)","v":0},{"$f":"IF($D476=\"Full\",'Failure Persistence Storage'!FP476,0)","v":0},{"$f":"IF($D476=\"Full\",'Failure Persistence Storage'!FS476,0)","v":0},{"$f":"IF($D476=\"Full\",'Failure Persistence Storage'!FT476,0)","v":0},{"$f":"IF($D476=\"Full\",'Failure Persistence Storage'!FW476,0)","v":0},{"$f":"IF($D476=\"Full\",'Failure Persistence Storage'!FX476,0)","v":0},{"$f":"IF($D476=\"Full\",'Failure Persistence Storage'!GA476,0)","v":0},{"$f":"IF($D476=\"Full\",'Failure Persistence Storage'!GB476,0)","v":0},{"$f":"IF($D476=\"Full\",'Failure Persistence Storage'!GE476,0)","v":0},{"$f":"IF($D476=\"Full\",'Failure Persistence Storage'!GF476,0)","v":0},{"$f":"IF($D476=\"Full\",'Failure Persistence Storage'!GI476,0)","v":0},{"$f":"IF($D476=\"Full\",'Failure Persistence Storage'!GJ476,0)","v":0},{"$f":"IF($D476=\"Full\",'Failure Persistence Storage'!GM476,0)","v":0},{"$f":"IF($D476=\"Full\",'Failure Persistence Storage'!GN476,0)","v":0},{"$f":"IF($D476=\"Full\",'Failure Persistence Storage'!GQ476,0)","v":0},{"$f":"IF($D476=\"Full\",'Failure Persistence Storage'!GR476,0)","v":0},{"$f":"IF($D476=\"Full\",'Failure Persistence Storage'!GU476,0)","v":0},{"$f":"IF($D476=\"Full\",'Failure Persistence Storage'!GV476,0)","v":0},{"$f":"IF($D476=\"Full\",'Failure Persistence Storage'!GY476,0)","v":0},{"$f":"IF($D476=\"Full\",'Failure Persistence Storage'!GZ476,0)","v":0},{"$f":"IF($D476=\"Full\",'Failure Persistence Storage'!HC476,0)","v":0},{"$f":"IF($D476=\"Full\",'Failure Persistence Storage'!HD476,0)","v":0},{"$f":"IF($D476=\"Full\",'Failure Persistence Storage'!HG476,0)","v":0},{"$f":"IF($D476=\"Full\",'Failure Persistence Storage'!HH476,0)","v":0},{"$f":"IF($D476=\"Full\",'Failure Persistence Storage'!HK476,0)","v":0},{"$f":"IF($D476=\"Full\",'Failure Persistence Storage'!HL476,0)","v":0},{"$f":"IF($D476=\"Full\",'Failure Persistence Storage'!HO476,0)","v":0}]
[null,"Summation Combination ",null,null,null,null,null,null,null,null,null,null,null,null,null,null,null,null,null,null,null,null,null,null,null,null,null,null,null,null,null,null,null,null,null,null,null,null,null,null,null,null,null,null,null,null,null,null,null,null,null,null,null,null,null,null,null,null,null,null,null,null,null,null,null,null,null,null,null,null,null,null,null,null,null,null,null,null,null,null,null,null,null,null,null,null,null,null,null,null,null,null,null,null,null,null,null,null,null,null,null,null,null,null,null,null,null,null,null,null,null,null,null,null,null,null,null,null,null,null,null,null,null,null,null,null,null,null,null,null,null,null,null,null,null,null,null,null,null,null,null,null,null,null,null,null,null,null,null,null,null,null,null,null,null,null,null,null,null,null,null,null,null,null,null,null,null,null,null,null,null,null,null,null,null,null,null,null,null,null,null,null,null,null,null,null,null,null,null,null,null,null,null,null,null,null,null,null,null,null,null,null,null,null,null,null,null,null,null,null,null,null,null,null,null,null,null,null,null,null,null,null,null,null,{"$f":"IF($D480=\"Full\",'Failure Persistence Storage'!AB480,0)","v":0},{"$f":"IF($D480=\"Full\",'Failure Persistence Storage'!AE480,0)","v":0},{"$f":"IF($D480=\"Full\",'Failure Persistence Storage'!AF480,0)","v":0},{"$f":"IF($D480=\"Full\",'Failure Persistence Storage'!AI480,0)","v":0},{"$f":"IF($D480=\"Full\",'Failure Persistence Storage'!AJ480,0)","v":0},{"$f":"IF($D480=\"Full\",'Failure Persistence Storage'!AM480,0)","v":0},{"$f":"IF($D480=\"Full\",'Failure Persistence Storage'!AN480,0)","v":0},{"$f":"IF($D480=\"Full\",'Failure Persistence Storage'!AQ480,0)","v":0},{"$f":"IF($D480=\"Full\",'Failure Persistence Storage'!AR480,0)","v":0},{"$f":"IF($D480=\"Full\",'Failure Persistence Storage'!AU480,0)","v":0},{"$f":"IF($D480=\"Full\",'Failure Persistence Storage'!AV480,0)","v":0},{"$f":"IF($D480=\"Full\",'Failure Persistence Storage'!AY480,0)","v":0},{"$f":"IF($D480=\"Full\",'Failure Persistence Storage'!AZ480,0)","v":0},{"$f":"IF($D480=\"Full\",'Failure Persistence Storage'!BC480,0)","v":0},{"$f":"IF($D480=\"Full\",'Failure Persistence Storage'!BD480,0)","v":0},{"$f":"IF($D480=\"Full\",'Failure Persistence Storage'!BG480,0)","v":0},{"$f":"IF($D480=\"Full\",'Failure Persistence Storage'!BH480,0)","v":0},{"$f":"IF($D480=\"Full\",'Failure Persistence Storage'!BK480,0)","v":0},{"$f":"IF($D480=\"Full\",'Failure Persistence Storage'!BL480,0)","v":0},{"$f":"IF($D480=\"Full\",'Failure Persistence Storage'!BO480,0)","v":0},{"$f":"IF($D480=\"Full\",'Failure Persistence Storage'!BP480,0)","v":0},{"$f":"IF($D480=\"Full\",'Failure Persistence Storage'!BS480,0)","v":0},{"$f":"IF($D480=\"Full\",'Failure Persistence Storage'!BT480,0)","v":0},{"$f":"IF($D480=\"Full\",'Failure Persistence Storage'!BW480,0)","v":0},{"$f":"IF($D480=\"Full\",'Failure Persistence Storage'!BX480,0)","v":0},{"$f":"IF($D480=\"Full\",'Failure Persistence Storage'!CA480,0)","v":0},{"$f":"IF($D480=\"Full\",'Failure Persistence Storage'!CB480,0)","v":0},{"$f":"IF($D480=\"Full\",'Failure Persistence Storage'!CE480,0)","v":0},{"$f":"IF($D480=\"Full\",'Failure Persistence Storage'!CF480,0)","v":0},{"$f":"IF($D480=\"Full\",'Failure Persistence Storage'!CI480,0)","v":0},{"$f":"IF($D480=\"Full\",'Failure Persistence Storage'!CJ480,0)","v":0},{"$f":"IF($D480=\"Full\",'Failure Persistence Storage'!CM480,0)","v":0},{"$f":"IF($D480=\"Full\",'Failure Persistence Storage'!CN480,0)","v":0},{"$f":"IF($D480=\"Full\",'Failure Persistence Storage'!CQ480,0)","v":0},{"$f":"IF($D480=\"Full\",'Failure Persistence Storage'!CR480,0)","v":0},{"$f":"IF($D480=\"Full\",'Failure Persistence Storage'!CU480,0)","v":0},{"$f":"IF($D480=\"Full\",'Failure Persistence Storage'!CV480,0)","v":0},{"$f":"IF($D480=\"Full\",'Failure Persistence Storage'!CY480,0)","v":0},{"$f":"IF($D480=\"Full\",'Failure Persistence Storage'!CZ480,0)","v":0},{"$f":"IF($D480=\"Full\",'Failure Persistence Storage'!DC480,0)","v":0},{"$f":"IF($D480=\"Full\",'Failure Persistence Storage'!DD480,0)","v":0},{"$f":"IF($D480=\"Full\",'Failure Persistence Storage'!DG480,0)","v":0},{"$f":"IF($D480=\"Full\",'Failure Persistence Storage'!DH480,0)","v":0},{"$f":"IF($D480=\"Full\",'Failure Persistence Storage'!DK480,0)","v":0},{"$f":"IF($D480=\"Full\",'Failure Persistence Storage'!DL480,0)","v":0},{"$f":"IF($D480=\"Full\",'Failure Persistence Storage'!DO480,0)","v":0},{"$f":"IF($D480=\"Full\",'Failure Persistence Storage'!DP480,0)","v":0},{"$f":"IF($D480=\"Full\",'Failure Persistence Storage'!DS480,0)","v":0},{"$f":"IF($D480=\"Full\",'Failure Persistence Storage'!DT480,0)","v":0},{"$f":"IF($D480=\"Full\",'Failure Persistence Storage'!DW480,0)","v":0},{"$f":"IF($D480=\"Full\",'Failure Persistence Storage'!DX480,0)","v":0},{"$f":"IF($D480=\"Full\",'Failure Persistence Storage'!EA480,0)","v":0},{"$f":"IF($D480=\"Full\",'Failure Persistence Storage'!EB480,0)","v":0},{"$f":"IF($D480=\"Full\",'Failure Persistence Storage'!EE480,0)","v":0},{"$f":"IF($D480=\"Full\",'Failure Persistence Storage'!EF480,0)","v":0},{"$f":"IF($D480=\"Full\",'Failure Persistence Storage'!EI480,0)","v":0},{"$f":"IF($D480=\"Full\",'Failure Persistence Storage'!EJ480,0)","v":0},{"$f":"IF($D480=\"Full\",'Failure Persistence Storage'!EM480,0)","v":0},{"$f":"IF($D480=\"Full\",'Failure Persistence Storage'!EN480,0)","v":0},{"$f":"IF($D480=\"Full\",'Failure Persistence Storage'!EQ480,0)","v":0},{"$f":"IF($D480=\"Full\",'Failure Persistence Storage'!ER480,0)","v":0},{"$f":"IF($D480=\"Full\",'Failure Persistence Storage'!EU480,0)","v":0},{"$f":"IF($D480=\"Full\",'Failure Persistence Storage'!EV480,0)","v":0},{"$f":"IF($D480=\"Full\",'Failure Persistence Storage'!EY480,0)","v":0},{"$f":"IF($D480=\"Full\",'Failure Persistence Storage'!EZ480,0)","v":0},{"$f":"IF($D480=\"Full\",'Failure Persistence Storage'!FC480,0)","v":0},{"$f":"IF($D480=\"Full\",'Failure Persistence Storage'!FD480,0)","v":0},{"$f":"IF($D480=\"Full\",'Failure Persistence Storage'!FG480,0)","v":0},{"$f":"IF($D480=\"Full\",'Failure Persistence Storage'!FH480,0)","v":0},{"$f":"IF($D480=\"Full\",'Failure Persistence Storage'!FK480,0)","v":0},{"$f":"IF($D480=\"Full\",'Failure Persistence Storage'!FL480,0)","v":0},{"$f":"IF($D480=\"Full\",'Failure Persistence Storage'!FO480,0)","v":0},{"$f":"IF($D480=\"Full\",'Failure Persistence Storage'!FP480,0)","v":0},{"$f":"IF($D480=\"Full\",'Failure Persistence Storage'!FS480,0)","v":0},{"$f":"IF($D480=\"Full\",'Failure Persistence Storage'!FT480,0)","v":0},{"$f":"IF($D480=\"Full\",'Failure Persistence Storage'!FW480,0)","v":0},{"$f":"IF($D480=\"Full\",'Failure Persistence Storage'!FX480,0)","v":0},{"$f":"IF($D480=\"Full\",'Failure Persistence Storage'!GA480,0)","v":0},{"$f":"IF($D480=\"Full\",'Failure Persistence Storage'!GB480,0)","v":0},{"$f":"IF($D480=\"Full\",'Failure Persistence Storage'!GE480,0)","v":0},{"$f":"IF($D480=\"Full\",'Failure Persistence Storage'!GF480,0)","v":0},{"$f":"IF($D480=\"Full\",'Failure Persistence Storage'!GI480,0)","v":0},{"$f":"IF($D480=\"Full\",'Failure Persistence Storage'!GJ480,0)","v":0},{"$f":"IF($D480=\"Full\",'Failure Persistence Storage'!GM480,0)","v":0},{"$f":"IF($D480=\"Full\",'Failure Persistence Storage'!GN480,0)","v":0},{"$f":"IF($D480=\"Full\",'Failure Persistence Storage'!GQ480,0)","v":0},{"$f":"IF($D480=\"Full\",'Failure Persistence Storage'!GR480,0)","v":0},{"$f":"IF($D480=\"Full\",'Failure Persistence Storage'!GU480,0)","v":0},{"$f":"IF($D480=\"Full\",'Failure Persistence Storage'!GV480,0)","v":0},{"$f":"IF($D480=\"Full\",'Failure Persistence Storage'!GY480,0)","v":0},{"$f":"IF($D480=\"Full\",'Failure Persistence Storage'!GZ480,0)","v":0},{"$f":"IF($D480=\"Full\",'Failure Persistence Storage'!HC480,0)","v":0},{"$f":"IF($D480=\"Full\",'Failure Persistence Storage'!HD480,0)","v":0},{"$f":"IF($D480=\"Full\",'Failure Persistence Storage'!HG480,0)","v":0},{"$f":"IF($D480=\"Full\",'Failure Persistence Storage'!HH480,0)","v":0},{"$f":"IF($D480=\"Full\",'Failure Persistence Storage'!HK480,0)","v":0},{"$f":"IF($D480=\"Full\",'Failure Persistence Storage'!HL480,0)","v":0},{"$f":"IF($D480=\"Full\",'Failure Persistence Storage'!HO480,0)","v":0}]
[null,null,null," ",null,null,null,null,null,null,"Row Number",null,null,null,null,null,null,null,null,null,null,null,null,null,null,null,null," "," "," "," "," "," "," "," "," "," "," "," "," "," "," "," "," "," "," "," "," "," "," "," "," "," "," "," "," "," "," "," "," "," "," "," "," "," "," "," "," "," "," "," "," "," "," "," "," "," "," "," "," "," "," "," "," "," "," "," "," "," "," "," "," "," "," "," "," "," "," "," "," "," "," "," "," "," "," "," "," "," "," "," "," "," "," "," "," "," "," "," "," "," "," "," "," "," "," "," "," "," "," "," "," "," "," "," "," "," "," "," "," "," "," "," "," "," "," "," "," "," "," "," "," "," "," "," "," "," "," "," "," "," "," "," "," "," "," "," "," "," "," "," "," "," "," "," "," "," "," "," "," "," "," "," "," "," "," "," "," "," "," "," "," "," "," "," "," "," "," "," "," "," "," "," "," "," "," "," "," "," "," "," "," "," "," "," "," "," "," "," "," "," "," "," ",null,{"$f":"IF($D485=\"Full\",'Failure Persistence Storage'!AB485,0)","v":0},{"$f":"IF($D485=\"Full\",'Failure Persistence Storage'!AE485,0)","v":0},{"$f":"IF($D485=\"Full\",'Failure Persistence Storage'!AF485,0)","v":0},{"$f":"IF($D485=\"Full\",'Failure Persistence Storage'!AI485,0)","v":0},{"$f":"IF($D485=\"Full\",'Failure Persistence Storage'!AJ485,0)","v":0},{"$f":"IF($D485=\"Full\",'Failure Persistence Storage'!AM485,0)","v":0},{"$f":"IF($D485=\"Full\",'Failure Persistence Storage'!AN485,0)","v":0},{"$f":"IF($D485=\"Full\",'Failure Persistence Storage'!AQ485,0)","v":0},{"$f":"IF($D485=\"Full\",'Failure Persistence Storage'!AR485,0)","v":0},{"$f":"IF($D485=\"Full\",'Failure Persistence Storage'!AU485,0)","v":0},{"$f":"IF($D485=\"Full\",'Failure Persistence Storage'!AV485,0)","v":0},{"$f":"IF($D485=\"Full\",'Failure Persistence Storage'!AY485,0)","v":0},{"$f":"IF($D485=\"Full\",'Failure Persistence Storage'!AZ485,0)","v":0},{"$f":"IF($D485=\"Full\",'Failure Persistence Storage'!BC485,0)","v":0},{"$f":"IF($D485=\"Full\",'Failure Persistence Storage'!BD485,0)","v":0},{"$f":"IF($D485=\"Full\",'Failure Persistence Storage'!BG485,0)","v":0},{"$f":"IF($D485=\"Full\",'Failure Persistence Storage'!BH485,0)","v":0},{"$f":"IF($D485=\"Full\",'Failure Persistence Storage'!BK485,0)","v":0},{"$f":"IF($D485=\"Full\",'Failure Persistence Storage'!BL485,0)","v":0},{"$f":"IF($D485=\"Full\",'Failure Persistence Storage'!BO485,0)","v":0},{"$f":"IF($D485=\"Full\",'Failure Persistence Storage'!BP485,0)","v":0},{"$f":"IF($D485=\"Full\",'Failure Persistence Storage'!BS485,0)","v":0},{"$f":"IF($D485=\"Full\",'Failure Persistence Storage'!BT485,0)","v":0},{"$f":"IF($D485=\"Full\",'Failure Persistence Storage'!BW485,0)","v":0},{"$f":"IF($D485=\"Full\",'Failure Persistence Storage'!BX485,0)","v":0},{"$f":"IF($D485=\"Full\",'Failure Persistence Storage'!CA485,0)","v":0},{"$f":"IF($D485=\"Full\",'Failure Persistence Storage'!CB485,0)","v":0},{"$f":"IF($D485=\"Full\",'Failure Persistence Storage'!CE485,0)","v":0},{"$f":"IF($D485=\"Full\",'Failure Persistence Storage'!CF485,0)","v":0},{"$f":"IF($D485=\"Full\",'Failure Persistence Storage'!CI485,0)","v":0},{"$f":"IF($D485=\"Full\",'Failure Persistence Storage'!CJ485,0)","v":0},{"$f":"IF($D485=\"Full\",'Failure Persistence Storage'!CM485,0)","v":0},{"$f":"IF($D485=\"Full\",'Failure Persistence Storage'!CN485,0)","v":0},{"$f":"IF($D485=\"Full\",'Failure Persistence Storage'!CQ485,0)","v":0},{"$f":"IF($D485=\"Full\",'Failure Persistence Storage'!CR485,0)","v":0},{"$f":"IF($D485=\"Full\",'Failure Persistence Storage'!CU485,0)","v":0},{"$f":"IF($D485=\"Full\",'Failure Persistence Storage'!CV485,0)","v":0},{"$f":"IF($D485=\"Full\",'Failure Persistence Storage'!CY485,0)","v":0},{"$f":"IF($D485=\"Full\",'Failure Persistence Storage'!CZ485,0)","v":0},{"$f":"IF($D485=\"Full\",'Failure Persistence Storage'!DC485,0)","v":0},{"$f":"IF($D485=\"Full\",'Failure Persistence Storage'!DD485,0)","v":0},{"$f":"IF($D485=\"Full\",'Failure Persistence Storage'!DG485,0)","v":0},{"$f":"IF($D485=\"Full\",'Failure Persistence Storage'!DH485,0)","v":0},{"$f":"IF($D485=\"Full\",'Failure Persistence Storage'!DK485,0)","v":0},{"$f":"IF($D485=\"Full\",'Failure Persistence Storage'!DL485,0)","v":0},{"$f":"IF($D485=\"Full\",'Failure Persistence Storage'!DO485,0)","v":0},{"$f":"IF($D485=\"Full\",'Failure Persistence Storage'!DP485,0)","v":0},{"$f":"IF($D485=\"Full\",'Failure Persistence Storage'!DS485,0)","v":0},{"$f":"IF($D485=\"Full\",'Failure Persistence Storage'!DT485,0)","v":0},{"$f":"IF($D485=\"Full\",'Failure Persistence Storage'!DW485,0)","v":0},{"$f":"IF($D485=\"Full\",'Failure Persistence Storage'!DX485,0)","v":0},{"$f":"IF($D485=\"Full\",'Failure Persistence Storage'!EA485,0)","v":0},{"$f":"IF($D485=\"Full\",'Failure Persistence Storage'!EB485,0)","v":0},{"$f":"IF($D485=\"Full\",'Failure Persistence Storage'!EE485,0)","v":0},{"$f":"IF($D485=\"Full\",'Failure Persistence Storage'!EF485,0)","v":0},{"$f":"IF($D485=\"Full\",'Failure Persistence Storage'!EI485,0)","v":0},{"$f":"IF($D485=\"Full\",'Failure Persistence Storage'!EJ485,0)","v":0},{"$f":"IF($D485=\"Full\",'Failure Persistence Storage'!EM485,0)","v":0},{"$f":"IF($D485=\"Full\",'Failure Persistence Storage'!EN485,0)","v":0},{"$f":"IF($D485=\"Full\",'Failure Persistence Storage'!EQ485,0)","v":0},{"$f":"IF($D485=\"Full\",'Failure Persistence Storage'!ER485,0)","v":0},{"$f":"IF($D485=\"Full\",'Failure Persistence Storage'!EU485,0)","v":0},{"$f":"IF($D485=\"Full\",'Failure Persistence Storage'!EV485,0)","v":0},{"$f":"IF($D485=\"Full\",'Failure Persistence Storage'!EY485,0)","v":0},{"$f":"IF($D485=\"Full\",'Failure Persistence Storage'!EZ485,0)","v":0},{"$f":"IF($D485=\"Full\",'Failure Persistence Storage'!FC485,0)","v":0},{"$f":"IF($D485=\"Full\",'Failure Persistence Storage'!FD485,0)","v":0},{"$f":"IF($D485=\"Full\",'Failure Persistence Storage'!FG485,0)","v":0},{"$f":"IF($D485=\"Full\",'Failure Persistence Storage'!FH485,0)","v":0},{"$f":"IF($D485=\"Full\",'Failure Persistence Storage'!FK485,0)","v":0},{"$f":"IF($D485=\"Full\",'Failure Persistence Storage'!FL485,0)","v":0},{"$f":"IF($D485=\"Full\",'Failure Persistence Storage'!FO485,0)","v":0},{"$f":"IF($D485=\"Full\",'Failure Persistence Storage'!FP485,0)","v":0},{"$f":"IF($D485=\"Full\",'Failure Persistence Storage'!FS485,0)","v":0},{"$f":"IF($D485=\"Full\",'Failure Persistence Storage'!FT485,0)","v":0},{"$f":"IF($D485=\"Full\",'Failure Persistence Storage'!FW485,0)","v":0},{"$f":"IF($D485=\"Full\",'Failure Persistence Storage'!FX485,0)","v":0},{"$f":"IF($D485=\"Full\",'Failure Persistence Storage'!GA485,0)","v":0},{"$f":"IF($D485=\"Full\",'Failure Persistence Storage'!GB485,0)","v":0},{"$f":"IF($D485=\"Full\",'Failure Persistence Storage'!GE485,0)","v":0},{"$f":"IF($D485=\"Full\",'Failure Persistence Storage'!GF485,0)","v":0},{"$f":"IF($D485=\"Full\",'Failure Persistence Storage'!GI485,0)","v":0},{"$f":"IF($D485=\"Full\",'Failure Persistence Storage'!GJ485,0)","v":0},{"$f":"IF($D485=\"Full\",'Failure Persistence Storage'!GM485,0)","v":0},{"$f":"IF($D485=\"Full\",'Failure Persistence Storage'!GN485,0)","v":0},{"$f":"IF($D485=\"Full\",'Failure Persistence Storage'!GQ485,0)","v":0},{"$f":"IF($D485=\"Full\",'Failure Persistence Storage'!GR485,0)","v":0},{"$f":"IF($D485=\"Full\",'Failure Persistence Storage'!GU485,0)","v":0},{"$f":"IF($D485=\"Full\",'Failure Persistence Storage'!GV485,0)","v":0},{"$f":"IF($D485=\"Full\",'Failure Persistence Storage'!GY485,0)","v":0},{"$f":"IF($D485=\"Full\",'Failure Persistence Storage'!GZ485,0)","v":0},{"$f":"IF($D485=\"Full\",'Failure Persistence Storage'!HC485,0)","v":0},{"$f":"IF($D485=\"Full\",'Failure Persistence Storage'!HD485,0)","v":0},{"$f":"IF($D485=\"Full\",'Failure Persistence Storage'!HG485,0)","v":0},{"$f":"IF($D485=\"Full\",'Failure Persistence Storage'!HH485,0)","v":0},{"$f":"IF($D485=\"Full\",'Failure Persistence Storage'!HK485,0)","v":0},{"$f":"IF($D485=\"Full\",'Failure Persistence Storage'!HL485,0)","v":0},{"$f":"IF($D485=\"Full\",'Failure Persistence Storage'!HO485,0)","v":0}]
[null,null,null," ",null,null,null,null,null,null,"Row Number",null,null,null,null,null,null,null,null,null,null,null,null,null,null,null,null," "," "," "," "," "," "," "," "," "," "," "," "," "," "," "," "," "," "," "," "," "," "," "," "," "," "," "," "," "," "," "," "," "," "," "," "," "," "," "," "," "," "," "," "," "," "," "," "," "," "," "," "," "," "," "," "," "," "," "," "," "," "," "," "," "," "," "," "," "," "," "," "," "," "," "," "," "," "," "," "," "," "," "," "," "," "," "," "," "," "," "," "," "," "," "," "," "," "," "," "," "," "," "," "," "," "," "," "," "," "," "," "," "," "," "," "," "," "," "," "," "," "," "," "," "," "," "," "," "," "," "," "," "," "," "," "," "," "," "," "," "," "," "," "," "," "," "," "," "," "," "," "," "," "," "," "," "," "," "," "," "," "," "," "," "," "," "," "," "," "," "," "," "," "," "," "," "," "," "," "," "," "," "," "," "," "," "," "," "," "," "," "," "," "," "," ",null,{"$f":"IF($D490=\"Full\",'Failure Persistence Storage'!AB490,0)","v":0},{"$f":"IF($D490=\"Full\",'Failure Persistence Storage'!AE490,0)","v":0},{"$f":"IF($D490=\"Full\",'Failure Persistence Storage'!AF490,0)","v":0},{"$f":"IF($D490=\"Full\",'Failure Persistence Storage'!AI490,0)","v":0},{"$f":"IF($D490=\"Full\",'Failure Persistence Storage'!AJ490,0)","v":0},{"$f":"IF($D490=\"Full\",'Failure Persistence Storage'!AM490,0)","v":0},{"$f":"IF($D490=\"Full\",'Failure Persistence Storage'!AN490,0)","v":0},{"$f":"IF($D490=\"Full\",'Failure Persistence Storage'!AQ490,0)","v":0},{"$f":"IF($D490=\"Full\",'Failure Persistence Storage'!AR490,0)","v":0},{"$f":"IF($D490=\"Full\",'Failure Persistence Storage'!AU490,0)","v":0},{"$f":"IF($D490=\"Full\",'Failure Persistence Storage'!AV490,0)","v":0},{"$f":"IF($D490=\"Full\",'Failure Persistence Storage'!AY490,0)","v":0},{"$f":"IF($D490=\"Full\",'Failure Persistence Storage'!AZ490,0)","v":0},{"$f":"IF($D490=\"Full\",'Failure Persistence Storage'!BC490,0)","v":0},{"$f":"IF($D490=\"Full\",'Failure Persistence Storage'!BD490,0)","v":0},{"$f":"IF($D490=\"Full\",'Failure Persistence Storage'!BG490,0)","v":0},{"$f":"IF($D490=\"Full\",'Failure Persistence Storage'!BH490,0)","v":0},{"$f":"IF($D490=\"Full\",'Failure Persistence Storage'!BK490,0)","v":0},{"$f":"IF($D490=\"Full\",'Failure Persistence Storage'!BL490,0)","v":0},{"$f":"IF($D490=\"Full\",'Failure Persistence Storage'!BO490,0)","v":0},{"$f":"IF($D490=\"Full\",'Failure Persistence Storage'!BP490,0)","v":0},{"$f":"IF($D490=\"Full\",'Failure Persistence Storage'!BS490,0)","v":0},{"$f":"IF($D490=\"Full\",'Failure Persistence Storage'!BT490,0)","v":0},{"$f":"IF($D490=\"Full\",'Failure Persistence Storage'!BW490,0)","v":0},{"$f":"IF($D490=\"Full\",'Failure Persistence Storage'!BX490,0)","v":0},{"$f":"IF($D490=\"Full\",'Failure Persistence Storage'!CA490,0)","v":0},{"$f":"IF($D490=\"Full\",'Failure Persistence Storage'!CB490,0)","v":0},{"$f":"IF($D490=\"Full\",'Failure Persistence Storage'!CE490,0)","v":0},{"$f":"IF($D490=\"Full\",'Failure Persistence Storage'!CF490,0)","v":0},{"$f":"IF($D490=\"Full\",'Failure Persistence Storage'!CI490,0)","v":0},{"$f":"IF($D490=\"Full\",'Failure Persistence Storage'!CJ490,0)","v":0},{"$f":"IF($D490=\"Full\",'Failure Persistence Storage'!CM490,0)","v":0},{"$f":"IF($D490=\"Full\",'Failure Persistence Storage'!CN490,0)","v":0},{"$f":"IF($D490=\"Full\",'Failure Persistence Storage'!CQ490,0)","v":0},{"$f":"IF($D490=\"Full\",'Failure Persistence Storage'!CR490,0)","v":0},{"$f":"IF($D490=\"Full\",'Failure Persistence Storage'!CU490,0)","v":0},{"$f":"IF($D490=\"Full\",'Failure Persistence Storage'!CV490,0)","v":0},{"$f":"IF($D490=\"Full\",'Failure Persistence Storage'!CY490,0)","v":0},{"$f":"IF($D490=\"Full\",'Failure Persistence Storage'!CZ490,0)","v":0},{"$f":"IF($D490=\"Full\",'Failure Persistence Storage'!DC490,0)","v":0},{"$f":"IF($D490=\"Full\",'Failure Persistence Storage'!DD490,0)","v":0},{"$f":"IF($D490=\"Full\",'Failure Persistence Storage'!DG490,0)","v":0},{"$f":"IF($D490=\"Full\",'Failure Persistence Storage'!DH490,0)","v":0},{"$f":"IF($D490=\"Full\",'Failure Persistence Storage'!DK490,0)","v":0},{"$f":"IF($D490=\"Full\",'Failure Persistence Storage'!DL490,0)","v":0},{"$f":"IF($D490=\"Full\",'Failure Persistence Storage'!DO490,0)","v":0},{"$f":"IF($D490=\"Full\",'Failure Persistence Storage'!DP490,0)","v":0},{"$f":"IF($D490=\"Full\",'Failure Persistence Storage'!DS490,0)","v":0},{"$f":"IF($D490=\"Full\",'Failure Persistence Storage'!DT490,0)","v":0},{"$f":"IF($D490=\"Full\",'Failure Persistence Storage'!DW490,0)","v":0},{"$f":"IF($D490=\"Full\",'Failure Persistence Storage'!DX490,0)","v":0},{"$f":"IF($D490=\"Full\",'Failure Persistence Storage'!EA490,0)","v":0},{"$f":"IF($D490=\"Full\",'Failure Persistence Storage'!EB490,0)","v":0},{"$f":"IF($D490=\"Full\",'Failure Persistence Storage'!EE490,0)","v":0},{"$f":"IF($D490=\"Full\",'Failure Persistence Storage'!EF490,0)","v":0},{"$f":"IF($D490=\"Full\",'Failure Persistence Storage'!EI490,0)","v":0},{"$f":"IF($D490=\"Full\",'Failure Persistence Storage'!EJ490,0)","v":0},{"$f":"IF($D490=\"Full\",'Failure Persistence Storage'!EM490,0)","v":0},{"$f":"IF($D490=\"Full\",'Failure Persistence Storage'!EN490,0)","v":0},{"$f":"IF($D490=\"Full\",'Failure Persistence Storage'!EQ490,0)","v":0},{"$f":"IF($D490=\"Full\",'Failure Persistence Storage'!ER490,0)","v":0},{"$f":"IF($D490=\"Full\",'Failure Persistence Storage'!EU490,0)","v":0},{"$f":"IF($D490=\"Full\",'Failure Persistence Storage'!EV490,0)","v":0},{"$f":"IF($D490=\"Full\",'Failure Persistence Storage'!EY490,0)","v":0},{"$f":"IF($D490=\"Full\",'Failure Persistence Storage'!EZ490,0)","v":0},{"$f":"IF($D490=\"Full\",'Failure Persistence Storage'!FC490,0)","v":0},{"$f":"IF($D490=\"Full\",'Failure Persistence Storage'!FD490,0)","v":0},{"$f":"IF($D490=\"Full\",'Failure Persistence Storage'!FG490,0)","v":0},{"$f":"IF($D490=\"Full\",'Failure Persistence Storage'!FH490,0)","v":0},{"$f":"IF($D490=\"Full\",'Failure Persistence Storage'!FK490,0)","v":0},{"$f":"IF($D490=\"Full\",'Failure Persistence Storage'!FL490,0)","v":0},{"$f":"IF($D490=\"Full\",'Failure Persistence Storage'!FO490,0)","v":0},{"$f":"IF($D490=\"Full\",'Failure Persistence Storage'!FP490,0)","v":0},{"$f":"IF($D490=\"Full\",'Failure Persistence Storage'!FS490,0)","v":0},{"$f":"IF($D490=\"Full\",'Failure Persistence Storage'!FT490,0)","v":0},{"$f":"IF($D490=\"Full\",'Failure Persistence Storage'!FW490,0)","v":0},{"$f":"IF($D490=\"Full\",'Failure Persistence Storage'!FX490,0)","v":0},{"$f":"IF($D490=\"Full\",'Failure Persistence Storage'!GA490,0)","v":0},{"$f":"IF($D490=\"Full\",'Failure Persistence Storage'!GB490,0)","v":0},{"$f":"IF($D490=\"Full\",'Failure Persistence Storage'!GE490,0)","v":0},{"$f":"IF($D490=\"Full\",'Failure Persistence Storage'!GF490,0)","v":0},{"$f":"IF($D490=\"Full\",'Failure Persistence Storage'!GI490,0)","v":0},{"$f":"IF($D490=\"Full\",'Failure Persistence Storage'!GJ490,0)","v":0},{"$f":"IF($D490=\"Full\",'Failure Persistence Storage'!GM490,0)","v":0},{"$f":"IF($D490=\"Full\",'Failure Persistence Storage'!GN490,0)","v":0},{"$f":"IF($D490=\"Full\",'Failure Persistence Storage'!GQ490,0)","v":0},{"$f":"IF($D490=\"Full\",'Failure Persistence Storage'!GR490,0)","v":0},{"$f":"IF($D490=\"Full\",'Failure Persistence Storage'!GU490,0)","v":0},{"$f":"IF($D490=\"Full\",'Failure Persistence Storage'!GV490,0)","v":0},{"$f":"IF($D490=\"Full\",'Failure Persistence Storage'!GY490,0)","v":0},{"$f":"IF($D490=\"Full\",'Failure Persistence Storage'!GZ490,0)","v":0},{"$f":"IF($D490=\"Full\",'Failure Persistence Storage'!HC490,0)","v":0},{"$f":"IF($D490=\"Full\",'Failure Persistence Storage'!HD490,0)","v":0},{"$f":"IF($D490=\"Full\",'Failure Persistence Storage'!HG490,0)","v":0},{"$f":"IF($D490=\"Full\",'Failure Persistence Storage'!HH490,0)","v":0},{"$f":"IF($D490=\"Full\",'Failure Persistence Storage'!HK490,0)","v":0},{"$f":"IF($D490=\"Full\",'Failure Persistence Storage'!HL490,0)","v":0},{"$f":"IF($D490=\"Full\",'Failure Persistence Storage'!HO490,0)","v":0}]
[null,"Summation Combination ",null,null,null,null,null,null,null,null,null,null,null,null,null,null,null,null,null,null,null,null,null,null,null,null,null,null,null,null,null,null,null,null,null,null,null,null,null,null,null,null,null,null,null,null,null,null,null,null,null,null,null,null,null,null,null,null,null,null,null,null,null,null,null,null,null,null,null,null,null,null,null,null,null,null,null,null,null,null,null,null,null,null,null,null,null,null,null,null,null,null,null,null,null,null,null,null,null,null,null,null,null,null,null,null,null,null,null,null,null,null,null,null,null,null,null,null,null,null,null,null,null,null,null,null,null,null,null,null,null,null,null,null,null,null,null,null,null,null,null,null,null,null,null,null,null,null,null,null,null,null,null,null,null,null,null,null,null,null,null,null,null,null,null,null,null,null,null,null,null,null,null,null,null,null,null,null,null,null,null,null,null,null,null,null,null,null,null,null,null,null,null,null,null,null,null,null,null,null,null,null,null,null,null,null,null,null,null,null,null,null,null,null,null,null,null,null,null,null,null,null,null,null,{"$f":"IF($D492=\"Full\",'Failure Persistence Storage'!AB492,0)","v":0},{"$f":"IF($D492=\"Full\",'Failure Persistence Storage'!AE492,0)","v":0},{"$f":"IF($D492=\"Full\",'Failure Persistence Storage'!AF492,0)","v":0},{"$f":"IF($D492=\"Full\",'Failure Persistence Storage'!AI492,0)","v":0},{"$f":"IF($D492=\"Full\",'Failure Persistence Storage'!AJ492,0)","v":0},{"$f":"IF($D492=\"Full\",'Failure Persistence Storage'!AM492,0)","v":0},{"$f":"IF($D492=\"Full\",'Failure Persistence Storage'!AN492,0)","v":0},{"$f":"IF($D492=\"Full\",'Failure Persistence Storage'!AQ492,0)","v":0},{"$f":"IF($D492=\"Full\",'Failure Persistence Storage'!AR492,0)","v":0},{"$f":"IF($D492=\"Full\",'Failure Persistence Storage'!AU492,0)","v":0},{"$f":"IF($D492=\"Full\",'Failure Persistence Storage'!AV492,0)","v":0},{"$f":"IF($D492=\"Full\",'Failure Persistence Storage'!AY492,0)","v":0},{"$f":"IF($D492=\"Full\",'Failure Persistence Storage'!AZ492,0)","v":0},{"$f":"IF($D492=\"Full\",'Failure Persistence Storage'!BC492,0)","v":0},{"$f":"IF($D492=\"Full\",'Failure Persistence Storage'!BD492,0)","v":0},{"$f":"IF($D492=\"Full\",'Failure Persistence Storage'!BG492,0)","v":0},{"$f":"IF($D492=\"Full\",'Failure Persistence Storage'!BH492,0)","v":0},{"$f":"IF($D492=\"Full\",'Failure Persistence Storage'!BK492,0)","v":0},{"$f":"IF($D492=\"Full\",'Failure Persistence Storage'!BL492,0)","v":0},{"$f":"IF($D492=\"Full\",'Failure Persistence Storage'!BO492,0)","v":0},{"$f":"IF($D492=\"Full\",'Failure Persistence Storage'!BP492,0)","v":0},{"$f":"IF($D492=\"Full\",'Failure Persistence Storage'!BS492,0)","v":0},{"$f":"IF($D492=\"Full\",'Failure Persistence Storage'!BT492,0)","v":0},{"$f":"IF($D492=\"Full\",'Failure Persistence Storage'!BW492,0)","v":0},{"$f":"IF($D492=\"Full\",'Failure Persistence Storage'!BX492,0)","v":0},{"$f":"IF($D492=\"Full\",'Failure Persistence Storage'!CA492,0)","v":0},{"$f":"IF($D492=\"Full\",'Failure Persistence Storage'!CB492,0)","v":0},{"$f":"IF($D492=\"Full\",'Failure Persistence Storage'!CE492,0)","v":0},{"$f":"IF($D492=\"Full\",'Failure Persistence Storage'!CF492,0)","v":0},{"$f":"IF($D492=\"Full\",'Failure Persistence Storage'!CI492,0)","v":0},{"$f":"IF($D492=\"Full\",'Failure Persistence Storage'!CJ492,0)","v":0},{"$f":"IF($D492=\"Full\",'Failure Persistence Storage'!CM492,0)","v":0},{"$f":"IF($D492=\"Full\",'Failure Persistence Storage'!CN492,0)","v":0},{"$f":"IF($D492=\"Full\",'Failure Persistence Storage'!CQ492,0)","v":0},{"$f":"IF($D492=\"Full\",'Failure Persistence Storage'!CR492,0)","v":0},{"$f":"IF($D492=\"Full\",'Failure Persistence Storage'!CU492,0)","v":0},{"$f":"IF($D492=\"Full\",'Failure Persistence Storage'!CV492,0)","v":0},{"$f":"IF($D492=\"Full\",'Failure Persistence Storage'!CY492,0)","v":0},{"$f":"IF($D492=\"Full\",'Failure Persistence Storage'!CZ492,0)","v":0},{"$f":"IF($D492=\"Full\",'Failure Persistence Storage'!DC492,0)","v":0},{"$f":"IF($D492=\"Full\",'Failure Persistence Storage'!DD492,0)","v":0},{"$f":"IF($D492=\"Full\",'Failure Persistence Storage'!DG492,0)","v":0},{"$f":"IF($D492=\"Full\",'Failure Persistence Storage'!DH492,0)","v":0},{"$f":"IF($D492=\"Full\",'Failure Persistence Storage'!DK492,0)","v":0},{"$f":"IF($D492=\"Full\",'Failure Persistence Storage'!DL492,0)","v":0},{"$f":"IF($D492=\"Full\",'Failure Persistence Storage'!DO492,0)","v":0},{"$f":"IF($D492=\"Full\",'Failure Persistence Storage'!DP492,0)","v":0},{"$f":"IF($D492=\"Full\",'Failure Persistence Storage'!DS492,0)","v":0},{"$f":"IF($D492=\"Full\",'Failure Persistence Storage'!DT492,0)","v":0},{"$f":"IF($D492=\"Full\",'Failure Persistence Storage'!DW492,0)","v":0},{"$f":"IF($D492=\"Full\",'Failure Persistence Storage'!DX492,0)","v":0},{"$f":"IF($D492=\"Full\",'Failure Persistence Storage'!EA492,0)","v":0},{"$f":"IF($D492=\"Full\",'Failure Persistence Storage'!EB492,0)","v":0},{"$f":"IF($D492=\"Full\",'Failure Persistence Storage'!EE492,0)","v":0},{"$f":"IF($D492=\"Full\",'Failure Persistence Storage'!EF492,0)","v":0},{"$f":"IF($D492=\"Full\",'Failure Persistence Storage'!EI492,0)","v":0},{"$f":"IF($D492=\"Full\",'Failure Persistence Storage'!EJ492,0)","v":0},{"$f":"IF($D492=\"Full\",'Failure Persistence Storage'!EM492,0)","v":0},{"$f":"IF($D492=\"Full\",'Failure Persistence Storage'!EN492,0)","v":0},{"$f":"IF($D492=\"Full\",'Failure Persistence Storage'!EQ492,0)","v":0},{"$f":"IF($D492=\"Full\",'Failure Persistence Storage'!ER492,0)","v":0},{"$f":"IF($D492=\"Full\",'Failure Persistence Storage'!EU492,0)","v":0},{"$f":"IF($D492=\"Full\",'Failure Persistence Storage'!EV492,0)","v":0},{"$f":"IF($D492=\"Full\",'Failure Persistence Storage'!EY492,0)","v":0},{"$f":"IF($D492=\"Full\",'Failure Persistence Storage'!EZ492,0)","v":0},{"$f":"IF($D492=\"Full\",'Failure Persistence Storage'!FC492,0)","v":0},{"$f":"IF($D492=\"Full\",'Failure Persistence Storage'!FD492,0)","v":0},{"$f":"IF($D492=\"Full\",'Failure Persistence Storage'!FG492,0)","v":0},{"$f":"IF($D492=\"Full\",'Failure Persistence Storage'!FH492,0)","v":0},{"$f":"IF($D492=\"Full\",'Failure Persistence Storage'!FK492,0)","v":0},{"$f":"IF($D492=\"Full\",'Failure Persistence Storage'!FL492,0)","v":0},{"$f":"IF($D492=\"Full\",'Failure Persistence Storage'!FO492,0)","v":0},{"$f":"IF($D492=\"Full\",'Failure Persistence Storage'!FP492,0)","v":0},{"$f":"IF($D492=\"Full\",'Failure Persistence Storage'!FS492,0)","v":0},{"$f":"IF($D492=\"Full\",'Failure Persistence Storage'!FT492,0)","v":0},{"$f":"IF($D492=\"Full\",'Failure Persistence Storage'!FW492,0)","v":0},{"$f":"IF($D492=\"Full\",'Failure Persistence Storage'!FX492,0)","v":0},{"$f":"IF($D492=\"Full\",'Failure Persistence Storage'!GA492,0)","v":0},{"$f":"IF($D492=\"Full\",'Failure Persistence Storage'!GB492,0)","v":0},{"$f":"IF($D492=\"Full\",'Failure Persistence Storage'!GE492,0)","v":0},{"$f":"IF($D492=\"Full\",'Failure Persistence Storage'!GF492,0)","v":0},{"$f":"IF($D492=\"Full\",'Failure Persistence Storage'!GI492,0)","v":0},{"$f":"IF($D492=\"Full\",'Failure Persistence Storage'!GJ492,0)","v":0},{"$f":"IF($D492=\"Full\",'Failure Persistence Storage'!GM492,0)","v":0},{"$f":"IF($D492=\"Full\",'Failure Persistence Storage'!GN492,0)","v":0},{"$f":"IF($D492=\"Full\",'Failure Persistence Storage'!GQ492,0)","v":0},{"$f":"IF($D492=\"Full\",'Failure Persistence Storage'!GR492,0)","v":0},{"$f":"IF($D492=\"Full\",'Failure Persistence Storage'!GU492,0)","v":0},{"$f":"IF($D492=\"Full\",'Failure Persistence Storage'!GV492,0)","v":0},{"$f":"IF($D492=\"Full\",'Failure Persistence Storage'!GY492,0)","v":0},{"$f":"IF($D492=\"Full\",'Failure Persistence Storage'!GZ492,0)","v":0},{"$f":"IF($D492=\"Full\",'Failure Persistence Storage'!HC492,0)","v":0},{"$f":"IF($D492=\"Full\",'Failure Persistence Storage'!HD492,0)","v":0},{"$f":"IF($D492=\"Full\",'Failure Persistence Storage'!HG492,0)","v":0},{"$f":"IF($D492=\"Full\",'Failure Persistence Storage'!HH492,0)","v":0},{"$f":"IF($D492=\"Full\",'Failure Persistence Storage'!HK492,0)","v":0},{"$f":"IF($D492=\"Full\",'Failure Persistence Storage'!HL492,0)","v":0},{"$f":"IF($D492=\"Full\",'Failure Persistence Storage'!HO492,0)","v":0}]
[null,null,null," ",null,null,null,null,null,null,"Row Number",null,null,null,null,null,null,null,null,null,null,null,null,null,null,null,null," "," "," "," "," "," "," "," "," "," "," "," "," "," "," "," "," "," "," "," "," "," "," "," "," "," "," "," "," "," "," "," "," "," "," "," "," "," "," "," "," "," "," "," "," "," "," "," "," "," "," "," "," "," "," "," "," "," "," "," "," "," "," "," "," "," "," "," "," "," "," "," "," "," "," "," "," "," "," "," "," "," "," "," "," "," "," "," "," "," "," "," "," "," "," "," "," "," "," "," "," "," "," "," "," "," "," "," "," "," "," "," "," "," "," "," "," "," "," "," "," "," "," "," "," "," "," "," "," "," "," "," "," "," "," "," "," "," "," "," "," "," "," "," "," "," "," "," "," "," "," "," "," "," "," "," "," "," "," "," "," "," "," "," "," "," "," "," "," "," "," "," "," "," "," "," "," "," "," "," "," "," "," "," "," "," "," "," "," "," "," "," "," "," "," "," ",null,{"$f":"IF($D495=\"Full\",'Failure Persistence Storage'!AB495,0)","v":0},{"$f":"IF($D495=\"Full\",'Failure Persistence Storage'!AE495,0)","v":0},{"$f":"IF($D495=\"Full\",'Failure Persistence Storage'!AF495,0)","v":0},{"$f":"IF($D495=\"Full\",'Failure Persistence Storage'!AI495,0)","v":0},{"$f":"IF($D495=\"Full\",'Failure Persistence Storage'!AJ495,0)","v":0},{"$f":"IF($D495=\"Full\",'Failure Persistence Storage'!AM495,0)","v":0},{"$f":"IF($D495=\"Full\",'Failure Persistence Storage'!AN495,0)","v":0},{"$f":"IF($D495=\"Full\",'Failure Persistence Storage'!AQ495,0)","v":0},{"$f":"IF($D495=\"Full\",'Failure Persistence Storage'!AR495,0)","v":0},{"$f":"IF($D495=\"Full\",'Failure Persistence Storage'!AU495,0)","v":0},{"$f":"IF($D495=\"Full\",'Failure Persistence Storage'!AV495,0)","v":0},{"$f":"IF($D495=\"Full\",'Failure Persistence Storage'!AY495,0)","v":0},{"$f":"IF($D495=\"Full\",'Failure Persistence Storage'!AZ495,0)","v":0},{"$f":"IF($D495=\"Full\",'Failure Persistence Storage'!BC495,0)","v":0},{"$f":"IF($D495=\"Full\",'Failure Persistence Storage'!BD495,0)","v":0},{"$f":"IF($D495=\"Full\",'Failure Persistence Storage'!BG495,0)","v":0},{"$f":"IF($D495=\"Full\",'Failure Persistence Storage'!BH495,0)","v":0},{"$f":"IF($D495=\"Full\",'Failure Persistence Storage'!BK495,0)","v":0},{"$f":"IF($D495=\"Full\",'Failure Persistence Storage'!BL495,0)","v":0},{"$f":"IF($D495=\"Full\",'Failure Persistence Storage'!BO495,0)","v":0},{"$f":"IF($D495=\"Full\",'Failure Persistence Storage'!BP495,0)","v":0},{"$f":"IF($D495=\"Full\",'Failure Persistence Storage'!BS495,0)","v":0},{"$f":"IF($D495=\"Full\",'Failure Persistence Storage'!BT495,0)","v":0},{"$f":"IF($D495=\"Full\",'Failure Persistence Storage'!BW495,0)","v":0},{"$f":"IF($D495=\"Full\",'Failure Persistence Storage'!BX495,0)","v":0},{"$f":"IF($D495=\"Full\",'Failure Persistence Storage'!CA495,0)","v":0},{"$f":"IF($D495=\"Full\",'Failure Persistence Storage'!CB495,0)","v":0},{"$f":"IF($D495=\"Full\",'Failure Persistence Storage'!CE495,0)","v":0},{"$f":"IF($D495=\"Full\",'Failure Persistence Storage'!CF495,0)","v":0},{"$f":"IF($D495=\"Full\",'Failure Persistence Storage'!CI495,0)","v":0},{"$f":"IF($D495=\"Full\",'Failure Persistence Storage'!CJ495,0)","v":0},{"$f":"IF($D495=\"Full\",'Failure Persistence Storage'!CM495,0)","v":0},{"$f":"IF($D495=\"Full\",'Failure Persistence Storage'!CN495,0)","v":0},{"$f":"IF($D495=\"Full\",'Failure Persistence Storage'!CQ495,0)","v":0},{"$f":"IF($D495=\"Full\",'Failure Persistence Storage'!CR495,0)","v":0},{"$f":"IF($D495=\"Full\",'Failure Persistence Storage'!CU495,0)","v":0},{"$f":"IF($D495=\"Full\",'Failure Persistence Storage'!CV495,0)","v":0},{"$f":"IF($D495=\"Full\",'Failure Persistence Storage'!CY495,0)","v":0},{"$f":"IF($D495=\"Full\",'Failure Persistence Storage'!CZ495,0)","v":0},{"$f":"IF($D495=\"Full\",'Failure Persistence Storage'!DC495,0)","v":0},{"$f":"IF($D495=\"Full\",'Failure Persistence Storage'!DD495,0)","v":0},{"$f":"IF($D495=\"Full\",'Failure Persistence Storage'!DG495,0)","v":0},{"$f":"IF($D495=\"Full\",'Failure Persistence Storage'!DH495,0)","v":0},{"$f":"IF($D495=\"Full\",'Failure Persistence Storage'!DK495,0)","v":0},{"$f":"IF($D495=\"Full\",'Failure Persistence Storage'!DL495,0)","v":0},{"$f":"IF($D495=\"Full\",'Failure Persistence Storage'!DO495,0)","v":0},{"$f":"IF($D495=\"Full\",'Failure Persistence Storage'!DP495,0)","v":0},{"$f":"IF($D495=\"Full\",'Failure Persistence Storage'!DS495,0)","v":0},{"$f":"IF($D495=\"Full\",'Failure Persistence Storage'!DT495,0)","v":0},{"$f":"IF($D495=\"Full\",'Failure Persistence Storage'!DW495,0)","v":0},{"$f":"IF($D495=\"Full\",'Failure Persistence Storage'!DX495,0)","v":0},{"$f":"IF($D495=\"Full\",'Failure Persistence Storage'!EA495,0)","v":0},{"$f":"IF($D495=\"Full\",'Failure Persistence Storage'!EB495,0)","v":0},{"$f":"IF($D495=\"Full\",'Failure Persistence Storage'!EE495,0)","v":0},{"$f":"IF($D495=\"Full\",'Failure Persistence Storage'!EF495,0)","v":0},{"$f":"IF($D495=\"Full\",'Failure Persistence Storage'!EI495,0)","v":0},{"$f":"IF($D495=\"Full\",'Failure Persistence Storage'!EJ495,0)","v":0},{"$f":"IF($D495=\"Full\",'Failure Persistence Storage'!EM495,0)","v":0},{"$f":"IF($D495=\"Full\",'Failure Persistence Storage'!EN495,0)","v":0},{"$f":"IF($D495=\"Full\",'Failure Persistence Storage'!EQ495,0)","v":0},{"$f":"IF($D495=\"Full\",'Failure Persistence Storage'!ER495,0)","v":0},{"$f":"IF($D495=\"Full\",'Failure Persistence Storage'!EU495,0)","v":0},{"$f":"IF($D495=\"Full\",'Failure Persistence Storage'!EV495,0)","v":0},{"$f":"IF($D495=\"Full\",'Failure Persistence Storage'!EY495,0)","v":0},{"$f":"IF($D495=\"Full\",'Failure Persistence Storage'!EZ495,0)","v":0},{"$f":"IF($D495=\"Full\",'Failure Persistence Storage'!FC495,0)","v":0},{"$f":"IF($D495=\"Full\",'Failure Persistence Storage'!FD495,0)","v":0},{"$f":"IF($D495=\"Full\",'Failure Persistence Storage'!FG495,0)","v":0},{"$f":"IF($D495=\"Full\",'Failure Persistence Storage'!FH495,0)","v":0},{"$f":"IF($D495=\"Full\",'Failure Persistence Storage'!FK495,0)","v":0},{"$f":"IF($D495=\"Full\",'Failure Persistence Storage'!FL495,0)","v":0},{"$f":"IF($D495=\"Full\",'Failure Persistence Storage'!FO495,0)","v":0},{"$f":"IF($D495=\"Full\",'Failure Persistence Storage'!FP495,0)","v":0},{"$f":"IF($D495=\"Full\",'Failure Persistence Storage'!FS495,0)","v":0},{"$f":"IF($D495=\"Full\",'Failure Persistence Storage'!FT495,0)","v":0},{"$f":"IF($D495=\"Full\",'Failure Persistence Storage'!FW495,0)","v":0},{"$f":"IF($D495=\"Full\",'Failure Persistence Storage'!FX495,0)","v":0},{"$f":"IF($D495=\"Full\",'Failure Persistence Storage'!GA495,0)","v":0},{"$f":"IF($D495=\"Full\",'Failure Persistence Storage'!GB495,0)","v":0},{"$f":"IF($D495=\"Full\",'Failure Persistence Storage'!GE495,0)","v":0},{"$f":"IF($D495=\"Full\",'Failure Persistence Storage'!GF495,0)","v":0},{"$f":"IF($D495=\"Full\",'Failure Persistence Storage'!GI495,0)","v":0},{"$f":"IF($D495=\"Full\",'Failure Persistence Storage'!GJ495,0)","v":0},{"$f":"IF($D495=\"Full\",'Failure Persistence Storage'!GM495,0)","v":0},{"$f":"IF($D495=\"Full\",'Failure Persistence Storage'!GN495,0)","v":0},{"$f":"IF($D495=\"Full\",'Failure Persistence Storage'!GQ495,0)","v":0},{"$f":"IF($D495=\"Full\",'Failure Persistence Storage'!GR495,0)","v":0},{"$f":"IF($D495=\"Full\",'Failure Persistence Storage'!GU495,0)","v":0},{"$f":"IF($D495=\"Full\",'Failure Persistence Storage'!GV495,0)","v":0},{"$f":"IF($D495=\"Full\",'Failure Persistence Storage'!GY495,0)","v":0},{"$f":"IF($D495=\"Full\",'Failure Persistence Storage'!GZ495,0)","v":0},{"$f":"IF($D495=\"Full\",'Failure Persistence Storage'!HC495,0)","v":0},{"$f":"IF($D495=\"Full\",'Failure Persistence Storage'!HD495,0)","v":0},{"$f":"IF($D495=\"Full\",'Failure Persistence Storage'!HG495,0)","v":0},{"$f":"IF($D495=\"Full\",'Failure Persistence Storage'!HH495,0)","v":0},{"$f":"IF($D495=\"Full\",'Failure Persistence Storage'!HK495,0)","v":0},{"$f":"IF($D495=\"Full\",'Failure Persistence Storage'!HL495,0)","v":0},{"$f":"IF($D495=\"Full\",'Failure Persistence Storage'!HO495,0)","v":0}]
[null,null,null," ",null,null,null,null,null,null,"Row Number",null,null,null,null,null,null,null,null,null,null,null,null,null,null,null,null," "," "," "," "," "," "," "," "," "," "," "," "," "," "," "," "," "," "," "," "," "," "," "," "," "," "," "," "," "," "," "," "," "," "," "," "," "," "," "," "," "," "," "," "," "," "," "," "," "," "," "," "," "," "," "," "," "," "," "," "," "," "," "," "," "," "," "," "," "," "," "," "," "," "," "," "," "," "," "," "," "," "," "," "," "," "," "," "," "," "," "," "," "," "," "," "," "," "," "," "," "," "," "," "," "," "," "," "," "," "," "," "," "," "," "," "," "," "," "," "," "," "," "," "," "," "," "," "," "," "," "," "," "," "," "," "," "," "," "," "," "," "," "," "," "," "," "," "," "," "," "," "," "," "," "," "," "," "," "," "," "," "," "," "," "," "," "," "," "," "," "," "," "," "," "," "," "," "," "," "," "," "," "," "," "," "," "," "," "," "," "," "," "," "," "," ",null,{"$f":"IF($D500=\"Full\",'Failure Persistence Storage'!AB500,0)","v":0},{"$f":"IF($D500=\"Full\",'Failure Persistence Storage'!AE500,0)","v":0},{"$f":"IF($D500=\"Full\",'Failure Persistence Storage'!AF500,0)","v":0},{"$f":"IF($D500=\"Full\",'Failure Persistence Storage'!AI500,0)","v":0},{"$f":"IF($D500=\"Full\",'Failure Persistence Storage'!AJ500,0)","v":0},{"$f":"IF($D500=\"Full\",'Failure Persistence Storage'!AM500,0)","v":0},{"$f":"IF($D500=\"Full\",'Failure Persistence Storage'!AN500,0)","v":0},{"$f":"IF($D500=\"Full\",'Failure Persistence Storage'!AQ500,0)","v":0},{"$f":"IF($D500=\"Full\",'Failure Persistence Storage'!AR500,0)","v":0},{"$f":"IF($D500=\"Full\",'Failure Persistence Storage'!AU500,0)","v":0},{"$f":"IF($D500=\"Full\",'Failure Persistence Storage'!AV500,0)","v":0},{"$f":"IF($D500=\"Full\",'Failure Persistence Storage'!AY500,0)","v":0},{"$f":"IF($D500=\"Full\",'Failure Persistence Storage'!AZ500,0)","v":0},{"$f":"IF($D500=\"Full\",'Failure Persistence Storage'!BC500,0)","v":0},{"$f":"IF($D500=\"Full\",'Failure Persistence Storage'!BD500,0)","v":0},{"$f":"IF($D500=\"Full\",'Failure Persistence Storage'!BG500,0)","v":0},{"$f":"IF($D500=\"Full\",'Failure Persistence Storage'!BH500,0)","v":0},{"$f":"IF($D500=\"Full\",'Failure Persistence Storage'!BK500,0)","v":0},{"$f":"IF($D500=\"Full\",'Failure Persistence Storage'!BL500,0)","v":0},{"$f":"IF($D500=\"Full\",'Failure Persistence Storage'!BO500,0)","v":0},{"$f":"IF($D500=\"Full\",'Failure Persistence Storage'!BP500,0)","v":0},{"$f":"IF($D500=\"Full\",'Failure Persistence Storage'!BS500,0)","v":0},{"$f":"IF($D500=\"Full\",'Failure Persistence Storage'!BT500,0)","v":0},{"$f":"IF($D500=\"Full\",'Failure Persistence Storage'!BW500,0)","v":0},{"$f":"IF($D500=\"Full\",'Failure Persistence Storage'!BX500,0)","v":0},{"$f":"IF($D500=\"Full\",'Failure Persistence Storage'!CA500,0)","v":0},{"$f":"IF($D500=\"Full\",'Failure Persistence Storage'!CB500,0)","v":0},{"$f":"IF($D500=\"Full\",'Failure Persistence Storage'!CE500,0)","v":0},{"$f":"IF($D500=\"Full\",'Failure Persistence Storage'!CF500,0)","v":0},{"$f":"IF($D500=\"Full\",'Failure Persistence Storage'!CI500,0)","v":0},{"$f":"IF($D500=\"Full\",'Failure Persistence Storage'!CJ500,0)","v":0},{"$f":"IF($D500=\"Full\",'Failure Persistence Storage'!CM500,0)","v":0},{"$f":"IF($D500=\"Full\",'Failure Persistence Storage'!CN500,0)","v":0},{"$f":"IF($D500=\"Full\",'Failure Persistence Storage'!CQ500,0)","v":0},{"$f":"IF($D500=\"Full\",'Failure Persistence Storage'!CR500,0)","v":0},{"$f":"IF($D500=\"Full\",'Failure Persistence Storage'!CU500,0)","v":0},{"$f":"IF($D500=\"Full\",'Failure Persistence Storage'!CV500,0)","v":0},{"$f":"IF($D500=\"Full\",'Failure Persistence Storage'!CY500,0)","v":0},{"$f":"IF($D500=\"Full\",'Failure Persistence Storage'!CZ500,0)","v":0},{"$f":"IF($D500=\"Full\",'Failure Persistence Storage'!DC500,0)","v":0},{"$f":"IF($D500=\"Full\",'Failure Persistence Storage'!DD500,0)","v":0},{"$f":"IF($D500=\"Full\",'Failure Persistence Storage'!DG500,0)","v":0},{"$f":"IF($D500=\"Full\",'Failure Persistence Storage'!DH500,0)","v":0},{"$f":"IF($D500=\"Full\",'Failure Persistence Storage'!DK500,0)","v":0},{"$f":"IF($D500=\"Full\",'Failure Persistence Storage'!DL500,0)","v":0},{"$f":"IF($D500=\"Full\",'Failure Persistence Storage'!DO500,0)","v":0},{"$f":"IF($D500=\"Full\",'Failure Persistence Storage'!DP500,0)","v":0},{"$f":"IF($D500=\"Full\",'Failure Persistence Storage'!DS500,0)","v":0},{"$f":"IF($D500=\"Full\",'Failure Persistence Storage'!DT500,0)","v":0},{"$f":"IF($D500=\"Full\",'Failure Persistence Storage'!DW500,0)","v":0},{"$f":"IF($D500=\"Full\",'Failure Persistence Storage'!DX500,0)","v":0},{"$f":"IF($D500=\"Full\",'Failure Persistence Storage'!EA500,0)","v":0},{"$f":"IF($D500=\"Full\",'Failure Persistence Storage'!EB500,0)","v":0},{"$f":"IF($D500=\"Full\",'Failure Persistence Storage'!EE500,0)","v":0},{"$f":"IF($D500=\"Full\",'Failure Persistence Storage'!EF500,0)","v":0},{"$f":"IF($D500=\"Full\",'Failure Persistence Storage'!EI500,0)","v":0},{"$f":"IF($D500=\"Full\",'Failure Persistence Storage'!EJ500,0)","v":0},{"$f":"IF($D500=\"Full\",'Failure Persistence Storage'!EM500,0)","v":0},{"$f":"IF($D500=\"Full\",'Failure Persistence Storage'!EN500,0)","v":0},{"$f":"IF($D500=\"Full\",'Failure Persistence Storage'!EQ500,0)","v":0},{"$f":"IF($D500=\"Full\",'Failure Persistence Storage'!ER500,0)","v":0},{"$f":"IF($D500=\"Full\",'Failure Persistence Storage'!EU500,0)","v":0},{"$f":"IF($D500=\"Full\",'Failure Persistence Storage'!EV500,0)","v":0},{"$f":"IF($D500=\"Full\",'Failure Persistence Storage'!EY500,0)","v":0},{"$f":"IF($D500=\"Full\",'Failure Persistence Storage'!EZ500,0)","v":0},{"$f":"IF($D500=\"Full\",'Failure Persistence Storage'!FC500,0)","v":0},{"$f":"IF($D500=\"Full\",'Failure Persistence Storage'!FD500,0)","v":0},{"$f":"IF($D500=\"Full\",'Failure Persistence Storage'!FG500,0)","v":0},{"$f":"IF($D500=\"Full\",'Failure Persistence Storage'!FH500,0)","v":0},{"$f":"IF($D500=\"Full\",'Failure Persistence Storage'!FK500,0)","v":0},{"$f":"IF($D500=\"Full\",'Failure Persistence Storage'!FL500,0)","v":0},{"$f":"IF($D500=\"Full\",'Failure Persistence Storage'!FO500,0)","v":0},{"$f":"IF($D500=\"Full\",'Failure Persistence Storage'!FP500,0)","v":0},{"$f":"IF($D500=\"Full\",'Failure Persistence Storage'!FS500,0)","v":0},{"$f":"IF($D500=\"Full\",'Failure Persistence Storage'!FT500,0)","v":0},{"$f":"IF($D500=\"Full\",'Failure Persistence Storage'!FW500,0)","v":0},{"$f":"IF($D500=\"Full\",'Failure Persistence Storage'!FX500,0)","v":0},{"$f":"IF($D500=\"Full\",'Failure Persistence Storage'!GA500,0)","v":0},{"$f":"IF($D500=\"Full\",'Failure Persistence Storage'!GB500,0)","v":0},{"$f":"IF($D500=\"Full\",'Failure Persistence Storage'!GE500,0)","v":0},{"$f":"IF($D500=\"Full\",'Failure Persistence Storage'!GF500,0)","v":0},{"$f":"IF($D500=\"Full\",'Failure Persistence Storage'!GI500,0)","v":0},{"$f":"IF($D500=\"Full\",'Failure Persistence Storage'!GJ500,0)","v":0},{"$f":"IF($D500=\"Full\",'Failure Persistence Storage'!GM500,0)","v":0},{"$f":"IF($D500=\"Full\",'Failure Persistence Storage'!GN500,0)","v":0},{"$f":"IF($D500=\"Full\",'Failure Persistence Storage'!GQ500,0)","v":0},{"$f":"IF($D500=\"Full\",'Failure Persistence Storage'!GR500,0)","v":0},{"$f":"IF($D500=\"Full\",'Failure Persistence Storage'!GU500,0)","v":0},{"$f":"IF($D500=\"Full\",'Failure Persistence Storage'!GV500,0)","v":0},{"$f":"IF($D500=\"Full\",'Failure Persistence Storage'!GY500,0)","v":0},{"$f":"IF($D500=\"Full\",'Failure Persistence Storage'!GZ500,0)","v":0},{"$f":"IF($D500=\"Full\",'Failure Persistence Storage'!HC500,0)","v":0},{"$f":"IF($D500=\"Full\",'Failure Persistence Storage'!HD500,0)","v":0},{"$f":"IF($D500=\"Full\",'Failure Persistence Storage'!HG500,0)","v":0},{"$f":"IF($D500=\"Full\",'Failure Persistence Storage'!HH500,0)","v":0},{"$f":"IF($D500=\"Full\",'Failure Persistence Storage'!HK500,0)","v":0},{"$f":"IF($D500=\"Full\",'Failure Persistence Storage'!HL500,0)","v":0},{"$f":"IF($D500=\"Full\",'Failure Persistence Storage'!HO500,0)","v":0}]
[null,"Summation Combination ",null,null,null,null,null,null,null,null,null,null,null,null,null,null,null,null,null,null,null,null,null,null,null,null,null,null,null,null,null,null,null,null,null,null,null,null,null,null,null,null,null,null,null,null,null,null,null,null,null,null,null,null,null,null,null,null,null,null,null,null,null,null,null,null,null,null,null,null,null,null,null,null,null,null,null,null,null,null,null,null,null,null,null,null,null,null,null,null,null,null,null,null,null,null,null,null,null,null,null,null,null,null,null,null,null,null,null,null,null,null,null,null,null,null,null,null,null,null,null,null,null,null,null,null,null,null,null,null,null,null,null,null,null,null,null,null,null,null,null,null,null,null,null,null,null,null,null,null,null,null,null,null,null,null,null,null,null,null,null,null,null,null,null,null,null,null,null,null,null,null,null,null,null,null,null,null,null,null,null,null,null,null,null,null,null,null,null,null,null,null,null,null,null,null,null,null,null,null,null,null,null,null,null,null,null,null,null,null,null,null,null,null,null,null,null,null,null,null,null,null,null,null,{"$f":"IF($D504=\"Full\",'Failure Persistence Storage'!AB504,0)","v":0},{"$f":"IF($D504=\"Full\",'Failure Persistence Storage'!AE504,0)","v":0},{"$f":"IF($D504=\"Full\",'Failure Persistence Storage'!AF504,0)","v":0},{"$f":"IF($D504=\"Full\",'Failure Persistence Storage'!AI504,0)","v":0},{"$f":"IF($D504=\"Full\",'Failure Persistence Storage'!AJ504,0)","v":0},{"$f":"IF($D504=\"Full\",'Failure Persistence Storage'!AM504,0)","v":0},{"$f":"IF($D504=\"Full\",'Failure Persistence Storage'!AN504,0)","v":0},{"$f":"IF($D504=\"Full\",'Failure Persistence Storage'!AQ504,0)","v":0},{"$f":"IF($D504=\"Full\",'Failure Persistence Storage'!AR504,0)","v":0},{"$f":"IF($D504=\"Full\",'Failure Persistence Storage'!AU504,0)","v":0},{"$f":"IF($D504=\"Full\",'Failure Persistence Storage'!AV504,0)","v":0},{"$f":"IF($D504=\"Full\",'Failure Persistence Storage'!AY504,0)","v":0},{"$f":"IF($D504=\"Full\",'Failure Persistence Storage'!AZ504,0)","v":0},{"$f":"IF($D504=\"Full\",'Failure Persistence Storage'!BC504,0)","v":0},{"$f":"IF($D504=\"Full\",'Failure Persistence Storage'!BD504,0)","v":0},{"$f":"IF($D504=\"Full\",'Failure Persistence Storage'!BG504,0)","v":0},{"$f":"IF($D504=\"Full\",'Failure Persistence Storage'!BH504,0)","v":0},{"$f":"IF($D504=\"Full\",'Failure Persistence Storage'!BK504,0)","v":0},{"$f":"IF($D504=\"Full\",'Failure Persistence Storage'!BL504,0)","v":0},{"$f":"IF($D504=\"Full\",'Failure Persistence Storage'!BO504,0)","v":0},{"$f":"IF($D504=\"Full\",'Failure Persistence Storage'!BP504,0)","v":0},{"$f":"IF($D504=\"Full\",'Failure Persistence Storage'!BS504,0)","v":0},{"$f":"IF($D504=\"Full\",'Failure Persistence Storage'!BT504,0)","v":0},{"$f":"IF($D504=\"Full\",'Failure Persistence Storage'!BW504,0)","v":0},{"$f":"IF($D504=\"Full\",'Failure Persistence Storage'!BX504,0)","v":0},{"$f":"IF($D504=\"Full\",'Failure Persistence Storage'!CA504,0)","v":0},{"$f":"IF($D504=\"Full\",'Failure Persistence Storage'!CB504,0)","v":0},{"$f":"IF($D504=\"Full\",'Failure Persistence Storage'!CE504,0)","v":0},{"$f":"IF($D504=\"Full\",'Failure Persistence Storage'!CF504,0)","v":0},{"$f":"IF($D504=\"Full\",'Failure Persistence Storage'!CI504,0)","v":0},{"$f":"IF($D504=\"Full\",'Failure Persistence Storage'!CJ504,0)","v":0},{"$f":"IF($D504=\"Full\",'Failure Persistence Storage'!CM504,0)","v":0},{"$f":"IF($D504=\"Full\",'Failure Persistence Storage'!CN504,0)","v":0},{"$f":"IF($D504=\"Full\",'Failure Persistence Storage'!CQ504,0)","v":0},{"$f":"IF($D504=\"Full\",'Failure Persistence Storage'!CR504,0)","v":0},{"$f":"IF($D504=\"Full\",'Failure Persistence Storage'!CU504,0)","v":0},{"$f":"IF($D504=\"Full\",'Failure Persistence Storage'!CV504,0)","v":0},{"$f":"IF($D504=\"Full\",'Failure Persistence Storage'!CY504,0)","v":0},{"$f":"IF($D504=\"Full\",'Failure Persistence Storage'!CZ504,0)","v":0},{"$f":"IF($D504=\"Full\",'Failure Persistence Storage'!DC504,0)","v":0},{"$f":"IF($D504=\"Full\",'Failure Persistence Storage'!DD504,0)","v":0},{"$f":"IF($D504=\"Full\",'Failure Persistence Storage'!DG504,0)","v":0},{"$f":"IF($D504=\"Full\",'Failure Persistence Storage'!DH504,0)","v":0},{"$f":"IF($D504=\"Full\",'Failure Persistence Storage'!DK504,0)","v":0},{"$f":"IF($D504=\"Full\",'Failure Persistence Storage'!DL504,0)","v":0},{"$f":"IF($D504=\"Full\",'Failure Persistence Storage'!DO504,0)","v":0},{"$f":"IF($D504=\"Full\",'Failure Persistence Storage'!DP504,0)","v":0},{"$f":"IF($D504=\"Full\",'Failure Persistence Storage'!DS504,0)","v":0},{"$f":"IF($D504=\"Full\",'Failure Persistence Storage'!DT504,0)","v":0},{"$f":"IF($D504=\"Full\",'Failure Persistence Storage'!DW504,0)","v":0},{"$f":"IF($D504=\"Full\",'Failure Persistence Storage'!DX504,0)","v":0},{"$f":"IF($D504=\"Full\",'Failure Persistence Storage'!EA504,0)","v":0},{"$f":"IF($D504=\"Full\",'Failure Persistence Storage'!EB504,0)","v":0},{"$f":"IF($D504=\"Full\",'Failure Persistence Storage'!EE504,0)","v":0},{"$f":"IF($D504=\"Full\",'Failure Persistence Storage'!EF504,0)","v":0},{"$f":"IF($D504=\"Full\",'Failure Persistence Storage'!EI504,0)","v":0},{"$f":"IF($D504=\"Full\",'Failure Persistence Storage'!EJ504,0)","v":0},{"$f":"IF($D504=\"Full\",'Failure Persistence Storage'!EM504,0)","v":0},{"$f":"IF($D504=\"Full\",'Failure Persistence Storage'!EN504,0)","v":0},{"$f":"IF($D504=\"Full\",'Failure Persistence Storage'!EQ504,0)","v":0},{"$f":"IF($D504=\"Full\",'Failure Persistence Storage'!ER504,0)","v":0},{"$f":"IF($D504=\"Full\",'Failure Persistence Storage'!EU504,0)","v":0},{"$f":"IF($D504=\"Full\",'Failure Persistence Storage'!EV504,0)","v":0},{"$f":"IF($D504=\"Full\",'Failure Persistence Storage'!EY504,0)","v":0},{"$f":"IF($D504=\"Full\",'Failure Persistence Storage'!EZ504,0)","v":0},{"$f":"IF($D504=\"Full\",'Failure Persistence Storage'!FC504,0)","v":0},{"$f":"IF($D504=\"Full\",'Failure Persistence Storage'!FD504,0)","v":0},{"$f":"IF($D504=\"Full\",'Failure Persistence Storage'!FG504,0)","v":0},{"$f":"IF($D504=\"Full\",'Failure Persistence Storage'!FH504,0)","v":0},{"$f":"IF($D504=\"Full\",'Failure Persistence Storage'!FK504,0)","v":0},{"$f":"IF($D504=\"Full\",'Failure Persistence Storage'!FL504,0)","v":0},{"$f":"IF($D504=\"Full\",'Failure Persistence Storage'!FO504,0)","v":0},{"$f":"IF($D504=\"Full\",'Failure Persistence Storage'!FP504,0)","v":0},{"$f":"IF($D504=\"Full\",'Failure Persistence Storage'!FS504,0)","v":0},{"$f":"IF($D504=\"Full\",'Failure Persistence Storage'!FT504,0)","v":0},{"$f":"IF($D504=\"Full\",'Failure Persistence Storage'!FW504,0)","v":0},{"$f":"IF($D504=\"Full\",'Failure Persistence Storage'!FX504,0)","v":0},{"$f":"IF($D504=\"Full\",'Failure Persistence Storage'!GA504,0)","v":0},{"$f":"IF($D504=\"Full\",'Failure Persistence Storage'!GB504,0)","v":0},{"$f":"IF($D504=\"Full\",'Failure Persistence Storage'!GE504,0)","v":0},{"$f":"IF($D504=\"Full\",'Failure Persistence Storage'!GF504,0)","v":0},{"$f":"IF($D504=\"Full\",'Failure Persistence Storage'!GI504,0)","v":0},{"$f":"IF($D504=\"Full\",'Failure Persistence Storage'!GJ504,0)","v":0},{"$f":"IF($D504=\"Full\",'Failure Persistence Storage'!GM504,0)","v":0},{"$f":"IF($D504=\"Full\",'Failure Persistence Storage'!GN504,0)","v":0},{"$f":"IF($D504=\"Full\",'Failure Persistence Storage'!GQ504,0)","v":0},{"$f":"IF($D504=\"Full\",'Failure Persistence Storage'!GR504,0)","v":0},{"$f":"IF($D504=\"Full\",'Failure Persistence Storage'!GU504,0)","v":0},{"$f":"IF($D504=\"Full\",'Failure Persistence Storage'!GV504,0)","v":0},{"$f":"IF($D504=\"Full\",'Failure Persistence Storage'!GY504,0)","v":0},{"$f":"IF($D504=\"Full\",'Failure Persistence Storage'!GZ504,0)","v":0},{"$f":"IF($D504=\"Full\",'Failure Persistence Storage'!HC504,0)","v":0},{"$f":"IF($D504=\"Full\",'Failure Persistence Storage'!HD504,0)","v":0},{"$f":"IF($D504=\"Full\",'Failure Persistence Storage'!HG504,0)","v":0},{"$f":"IF($D504=\"Full\",'Failure Persistence Storage'!HH504,0)","v":0},{"$f":"IF($D504=\"Full\",'Failure Persistence Storage'!HK504,0)","v":0},{"$f":"IF($D504=\"Full\",'Failure Persistence Storage'!HL504,0)","v":0},{"$f":"IF($D504=\"Full\",'Failure Persistence Storage'!HO504,0)","v":0}]
[null,null,null," ",null,null,null,null,null,null,"Row Number",null,null,null,null,null,null,null,null,null,null,null,null,null,null,null,null," "," "," "," "," "," "," "," "," "," "," "," "," "," "," "," "," "," "," "," "," "," "," "," "," "," "," "," "," "," "," "," "," "," "," "," "," "," "," "," "," "," "," "," "," "," "," "," "," "," "," "," "," "," "," "," "," "," "," "," "," "," "," "," "," "," "," "," "," "," "," "," "," "," "," "," "," "," "," "," "," "," "," "," "," "," "," "," "," "," "," "," "," "," "," "," "," "," "," "," "," "," "," "," "," "," "," "," "," "," "," "," "," "," "," "," "," "," "," "," "," "," "," "," "," "," "," "," "," "," "," "," "," "," "," "," "," "," "," "," "," "," "," "," "," "," "," "," "," "," "," "," "," "," "," "," "," "," "," "," "," "," "," "," "," "," "," "," "," "," "," "," "," "," "," "," "," "," "," "," "," "," "," "," "," "," "," "," "," "," "," "," "," "," "," "," ",null,{"$f":"IF($D507=\"Full\",'Failure Persistence Storage'!AB507,0)","v":0},{"$f":"IF($D507=\"Full\",'Failure Persistence Storage'!AE507,0)","v":0},{"$f":"IF($D507=\"Full\",'Failure Persistence Storage'!AF507,0)","v":0},{"$f":"IF($D507=\"Full\",'Failure Persistence Storage'!AI507,0)","v":0},{"$f":"IF($D507=\"Full\",'Failure Persistence Storage'!AJ507,0)","v":0},{"$f":"IF($D507=\"Full\",'Failure Persistence Storage'!AM507,0)","v":0},{"$f":"IF($D507=\"Full\",'Failure Persistence Storage'!AN507,0)","v":0},{"$f":"IF($D507=\"Full\",'Failure Persistence Storage'!AQ507,0)","v":0},{"$f":"IF($D507=\"Full\",'Failure Persistence Storage'!AR507,0)","v":0},{"$f":"IF($D507=\"Full\",'Failure Persistence Storage'!AU507,0)","v":0},{"$f":"IF($D507=\"Full\",'Failure Persistence Storage'!AV507,0)","v":0},{"$f":"IF($D507=\"Full\",'Failure Persistence Storage'!AY507,0)","v":0},{"$f":"IF($D507=\"Full\",'Failure Persistence Storage'!AZ507,0)","v":0},{"$f":"IF($D507=\"Full\",'Failure Persistence Storage'!BC507,0)","v":0},{"$f":"IF($D507=\"Full\",'Failure Persistence Storage'!BD507,0)","v":0},{"$f":"IF($D507=\"Full\",'Failure Persistence Storage'!BG507,0)","v":0},{"$f":"IF($D507=\"Full\",'Failure Persistence Storage'!BH507,0)","v":0},{"$f":"IF($D507=\"Full\",'Failure Persistence Storage'!BK507,0)","v":0},{"$f":"IF($D507=\"Full\",'Failure Persistence Storage'!BL507,0)","v":0},{"$f":"IF($D507=\"Full\",'Failure Persistence Storage'!BO507,0)","v":0},{"$f":"IF($D507=\"Full\",'Failure Persistence Storage'!BP507,0)","v":0},{"$f":"IF($D507=\"Full\",'Failure Persistence Storage'!BS507,0)","v":0},{"$f":"IF($D507=\"Full\",'Failure Persistence Storage'!BT507,0)","v":0},{"$f":"IF($D507=\"Full\",'Failure Persistence Storage'!BW507,0)","v":0},{"$f":"IF($D507=\"Full\",'Failure Persistence Storage'!BX507,0)","v":0},{"$f":"IF($D507=\"Full\",'Failure Persistence Storage'!CA507,0)","v":0},{"$f":"IF($D507=\"Full\",'Failure Persistence Storage'!CB507,0)","v":0},{"$f":"IF($D507=\"Full\",'Failure Persistence Storage'!CE507,0)","v":0},{"$f":"IF($D507=\"Full\",'Failure Persistence Storage'!CF507,0)","v":0},{"$f":"IF($D507=\"Full\",'Failure Persistence Storage'!CI507,0)","v":0},{"$f":"IF($D507=\"Full\",'Failure Persistence Storage'!CJ507,0)","v":0},{"$f":"IF($D507=\"Full\",'Failure Persistence Storage'!CM507,0)","v":0},{"$f":"IF($D507=\"Full\",'Failure Persistence Storage'!CN507,0)","v":0},{"$f":"IF($D507=\"Full\",'Failure Persistence Storage'!CQ507,0)","v":0},{"$f":"IF($D507=\"Full\",'Failure Persistence Storage'!CR507,0)","v":0},{"$f":"IF($D507=\"Full\",'Failure Persistence Storage'!CU507,0)","v":0},{"$f":"IF($D507=\"Full\",'Failure Persistence Storage'!CV507,0)","v":0},{"$f":"IF($D507=\"Full\",'Failure Persistence Storage'!CY507,0)","v":0},{"$f":"IF($D507=\"Full\",'Failure Persistence Storage'!CZ507,0)","v":0},{"$f":"IF($D507=\"Full\",'Failure Persistence Storage'!DC507,0)","v":0},{"$f":"IF($D507=\"Full\",'Failure Persistence Storage'!DD507,0)","v":0},{"$f":"IF($D507=\"Full\",'Failure Persistence Storage'!DG507,0)","v":0},{"$f":"IF($D507=\"Full\",'Failure Persistence Storage'!DH507,0)","v":0},{"$f":"IF($D507=\"Full\",'Failure Persistence Storage'!DK507,0)","v":0},{"$f":"IF($D507=\"Full\",'Failure Persistence Storage'!DL507,0)","v":0},{"$f":"IF($D507=\"Full\",'Failure Persistence Storage'!DO507,0)","v":0},{"$f":"IF($D507=\"Full\",'Failure Persistence Storage'!DP507,0)","v":0},{"$f":"IF($D507=\"Full\",'Failure Persistence Storage'!DS507,0)","v":0},{"$f":"IF($D507=\"Full\",'Failure Persistence Storage'!DT507,0)","v":0},{"$f":"IF($D507=\"Full\",'Failure Persistence Storage'!DW507,0)","v":0},{"$f":"IF($D507=\"Full\",'Failure Persistence Storage'!DX507,0)","v":0},{"$f":"IF($D507=\"Full\",'Failure Persistence Storage'!EA507,0)","v":0},{"$f":"IF($D507=\"Full\",'Failure Persistence Storage'!EB507,0)","v":0},{"$f":"IF($D507=\"Full\",'Failure Persistence Storage'!EE507,0)","v":0},{"$f":"IF($D507=\"Full\",'Failure Persistence Storage'!EF507,0)","v":0},{"$f":"IF($D507=\"Full\",'Failure Persistence Storage'!EI507,0)","v":0},{"$f":"IF($D507=\"Full\",'Failure Persistence Storage'!EJ507,0)","v":0},{"$f":"IF($D507=\"Full\",'Failure Persistence Storage'!EM507,0)","v":0},{"$f":"IF($D507=\"Full\",'Failure Persistence Storage'!EN507,0)","v":0},{"$f":"IF($D507=\"Full\",'Failure Persistence Storage'!EQ507,0)","v":0},{"$f":"IF($D507=\"Full\",'Failure Persistence Storage'!ER507,0)","v":0},{"$f":"IF($D507=\"Full\",'Failure Persistence Storage'!EU507,0)","v":0},{"$f":"IF($D507=\"Full\",'Failure Persistence Storage'!EV507,0)","v":0},{"$f":"IF($D507=\"Full\",'Failure Persistence Storage'!EY507,0)","v":0},{"$f":"IF($D507=\"Full\",'Failure Persistence Storage'!EZ507,0)","v":0},{"$f":"IF($D507=\"Full\",'Failure Persistence Storage'!FC507,0)","v":0},{"$f":"IF($D507=\"Full\",'Failure Persistence Storage'!FD507,0)","v":0},{"$f":"IF($D507=\"Full\",'Failure Persistence Storage'!FG507,0)","v":0},{"$f":"IF($D507=\"Full\",'Failure Persistence Storage'!FH507,0)","v":0},{"$f":"IF($D507=\"Full\",'Failure Persistence Storage'!FK507,0)","v":0},{"$f":"IF($D507=\"Full\",'Failure Persistence Storage'!FL507,0)","v":0},{"$f":"IF($D507=\"Full\",'Failure Persistence Storage'!FO507,0)","v":0},{"$f":"IF($D507=\"Full\",'Failure Persistence Storage'!FP507,0)","v":0},{"$f":"IF($D507=\"Full\",'Failure Persistence Storage'!FS507,0)","v":0},{"$f":"IF($D507=\"Full\",'Failure Persistence Storage'!FT507,0)","v":0},{"$f":"IF($D507=\"Full\",'Failure Persistence Storage'!FW507,0)","v":0},{"$f":"IF($D507=\"Full\",'Failure Persistence Storage'!FX507,0)","v":0},{"$f":"IF($D507=\"Full\",'Failure Persistence Storage'!GA507,0)","v":0},{"$f":"IF($D507=\"Full\",'Failure Persistence Storage'!GB507,0)","v":0},{"$f":"IF($D507=\"Full\",'Failure Persistence Storage'!GE507,0)","v":0},{"$f":"IF($D507=\"Full\",'Failure Persistence Storage'!GF507,0)","v":0},{"$f":"IF($D507=\"Full\",'Failure Persistence Storage'!GI507,0)","v":0},{"$f":"IF($D507=\"Full\",'Failure Persistence Storage'!GJ507,0)","v":0},{"$f":"IF($D507=\"Full\",'Failure Persistence Storage'!GM507,0)","v":0},{"$f":"IF($D507=\"Full\",'Failure Persistence Storage'!GN507,0)","v":0},{"$f":"IF($D507=\"Full\",'Failure Persistence Storage'!GQ507,0)","v":0},{"$f":"IF($D507=\"Full\",'Failure Persistence Storage'!GR507,0)","v":0},{"$f":"IF($D507=\"Full\",'Failure Persistence Storage'!GU507,0)","v":0},{"$f":"IF($D507=\"Full\",'Failure Persistence Storage'!GV507,0)","v":0},{"$f":"IF($D507=\"Full\",'Failure Persistence Storage'!GY507,0)","v":0},{"$f":"IF($D507=\"Full\",'Failure Persistence Storage'!GZ507,0)","v":0},{"$f":"IF($D507=\"Full\",'Failure Persistence Storage'!HC507,0)","v":0},{"$f":"IF($D507=\"Full\",'Failure Persistence Storage'!HD507,0)","v":0},{"$f":"IF($D507=\"Full\",'Failure Persistence Storage'!HG507,0)","v":0},{"$f":"IF($D507=\"Full\",'Failure Persistence Storage'!HH507,0)","v":0},{"$f":"IF($D507=\"Full\",'Failure Persistence Storage'!HK507,0)","v":0},{"$f":"IF($D507=\"Full\",'Failure Persistence Storage'!HL507,0)","v":0},{"$f":"IF($D507=\"Full\",'Failure Persistence Storage'!HO507,0)","v":0}]
[null,null,null," ",null,null,null,null,null,null,"Row Number",null,null,null,null,null,null,null,null,null,null,null,null,null,null,null,null," "," "," "," "," "," "," "," "," "," "," "," "," "," "," "," "," "," "," "," "," "," "," "," "," "," "," "," "," "," "," "," "," "," "," "," "," "," "," "," "," "," "," "," "," "," "," "," "," "," "," "," "," "," "," "," "," "," "," "," "," "," "," "," "," "," "," "," "," "," "," "," "," "," "," "," "," "," "," "," "," "," "," "," "," "," "," "," "," "," "," "," "," "," "," "," "," "," "," "," "," "," "," "," "," "," "," "," "," "," "," "," "," "," "," "," "," "," "," "," "," "," "," "," "," "," "," "," "," "," "," "," "," "," "," "," "," "," "," "," "," "," "," "," "," "," "," "," "," "," "," "," "," "," "," "," "," "," "," "," "," "," "," "," "," "," "," "," "," "," "," "," "," "," "," "," "," "," "," "," "," "," "," "," "," "," "," "," "," "," "," "," "," "," "," "," ",null,{"$f":"IF($D509=\"Full\",'Failure Persistence Storage'!AB509,0)","v":0},{"$f":"IF($D509=\"Full\",'Failure Persistence Storage'!AE509,0)","v":0},{"$f":"IF($D509=\"Full\",'Failure Persistence Storage'!AF509,0)","v":0},{"$f":"IF($D509=\"Full\",'Failure Persistence Storage'!AI509,0)","v":0},{"$f":"IF($D509=\"Full\",'Failure Persistence Storage'!AJ509,0)","v":0},{"$f":"IF($D509=\"Full\",'Failure Persistence Storage'!AM509,0)","v":0},{"$f":"IF($D509=\"Full\",'Failure Persistence Storage'!AN509,0)","v":0},{"$f":"IF($D509=\"Full\",'Failure Persistence Storage'!AQ509,0)","v":0},{"$f":"IF($D509=\"Full\",'Failure Persistence Storage'!AR509,0)","v":0},{"$f":"IF($D509=\"Full\",'Failure Persistence Storage'!AU509,0)","v":0},{"$f":"IF($D509=\"Full\",'Failure Persistence Storage'!AV509,0)","v":0},{"$f":"IF($D509=\"Full\",'Failure Persistence Storage'!AY509,0)","v":0},{"$f":"IF($D509=\"Full\",'Failure Persistence Storage'!AZ509,0)","v":0},{"$f":"IF($D509=\"Full\",'Failure Persistence Storage'!BC509,0)","v":0},{"$f":"IF($D509=\"Full\",'Failure Persistence Storage'!BD509,0)","v":0},{"$f":"IF($D509=\"Full\",'Failure Persistence Storage'!BG509,0)","v":0},{"$f":"IF($D509=\"Full\",'Failure Persistence Storage'!BH509,0)","v":0},{"$f":"IF($D509=\"Full\",'Failure Persistence Storage'!BK509,0)","v":0},{"$f":"IF($D509=\"Full\",'Failure Persistence Storage'!BL509,0)","v":0},{"$f":"IF($D509=\"Full\",'Failure Persistence Storage'!BO509,0)","v":0},{"$f":"IF($D509=\"Full\",'Failure Persistence Storage'!BP509,0)","v":0},{"$f":"IF($D509=\"Full\",'Failure Persistence Storage'!BS509,0)","v":0},{"$f":"IF($D509=\"Full\",'Failure Persistence Storage'!BT509,0)","v":0},{"$f":"IF($D509=\"Full\",'Failure Persistence Storage'!BW509,0)","v":0},{"$f":"IF($D509=\"Full\",'Failure Persistence Storage'!BX509,0)","v":0},{"$f":"IF($D509=\"Full\",'Failure Persistence Storage'!CA509,0)","v":0},{"$f":"IF($D509=\"Full\",'Failure Persistence Storage'!CB509,0)","v":0},{"$f":"IF($D509=\"Full\",'Failure Persistence Storage'!CE509,0)","v":0},{"$f":"IF($D509=\"Full\",'Failure Persistence Storage'!CF509,0)","v":0},{"$f":"IF($D509=\"Full\",'Failure Persistence Storage'!CI509,0)","v":0},{"$f":"IF($D509=\"Full\",'Failure Persistence Storage'!CJ509,0)","v":0},{"$f":"IF($D509=\"Full\",'Failure Persistence Storage'!CM509,0)","v":0},{"$f":"IF($D509=\"Full\",'Failure Persistence Storage'!CN509,0)","v":0},{"$f":"IF($D509=\"Full\",'Failure Persistence Storage'!CQ509,0)","v":0},{"$f":"IF($D509=\"Full\",'Failure Persistence Storage'!CR509,0)","v":0},{"$f":"IF($D509=\"Full\",'Failure Persistence Storage'!CU509,0)","v":0},{"$f":"IF($D509=\"Full\",'Failure Persistence Storage'!CV509,0)","v":0},{"$f":"IF($D509=\"Full\",'Failure Persistence Storage'!CY509,0)","v":0},{"$f":"IF($D509=\"Full\",'Failure Persistence Storage'!CZ509,0)","v":0},{"$f":"IF($D509=\"Full\",'Failure Persistence Storage'!DC509,0)","v":0},{"$f":"IF($D509=\"Full\",'Failure Persistence Storage'!DD509,0)","v":0},{"$f":"IF($D509=\"Full\",'Failure Persistence Storage'!DG509,0)","v":0},{"$f":"IF($D509=\"Full\",'Failure Persistence Storage'!DH509,0)","v":0},{"$f":"IF($D509=\"Full\",'Failure Persistence Storage'!DK509,0)","v":0},{"$f":"IF($D509=\"Full\",'Failure Persistence Storage'!DL509,0)","v":0},{"$f":"IF($D509=\"Full\",'Failure Persistence Storage'!DO509,0)","v":0},{"$f":"IF($D509=\"Full\",'Failure Persistence Storage'!DP509,0)","v":0},{"$f":"IF($D509=\"Full\",'Failure Persistence Storage'!DS509,0)","v":0},{"$f":"IF($D509=\"Full\",'Failure Persistence Storage'!DT509,0)","v":0},{"$f":"IF($D509=\"Full\",'Failure Persistence Storage'!DW509,0)","v":0},{"$f":"IF($D509=\"Full\",'Failure Persistence Storage'!DX509,0)","v":0},{"$f":"IF($D509=\"Full\",'Failure Persistence Storage'!EA509,0)","v":0},{"$f":"IF($D509=\"Full\",'Failure Persistence Storage'!EB509,0)","v":0},{"$f":"IF($D509=\"Full\",'Failure Persistence Storage'!EE509,0)","v":0},{"$f":"IF($D509=\"Full\",'Failure Persistence Storage'!EF509,0)","v":0},{"$f":"IF($D509=\"Full\",'Failure Persistence Storage'!EI509,0)","v":0},{"$f":"IF($D509=\"Full\",'Failure Persistence Storage'!EJ509,0)","v":0},{"$f":"IF($D509=\"Full\",'Failure Persistence Storage'!EM509,0)","v":0},{"$f":"IF($D509=\"Full\",'Failure Persistence Storage'!EN509,0)","v":0},{"$f":"IF($D509=\"Full\",'Failure Persistence Storage'!EQ509,0)","v":0},{"$f":"IF($D509=\"Full\",'Failure Persistence Storage'!ER509,0)","v":0},{"$f":"IF($D509=\"Full\",'Failure Persistence Storage'!EU509,0)","v":0},{"$f":"IF($D509=\"Full\",'Failure Persistence Storage'!EV509,0)","v":0},{"$f":"IF($D509=\"Full\",'Failure Persistence Storage'!EY509,0)","v":0},{"$f":"IF($D509=\"Full\",'Failure Persistence Storage'!EZ509,0)","v":0},{"$f":"IF($D509=\"Full\",'Failure Persistence Storage'!FC509,0)","v":0},{"$f":"IF($D509=\"Full\",'Failure Persistence Storage'!FD509,0)","v":0},{"$f":"IF($D509=\"Full\",'Failure Persistence Storage'!FG509,0)","v":0},{"$f":"IF($D509=\"Full\",'Failure Persistence Storage'!FH509,0)","v":0},{"$f":"IF($D509=\"Full\",'Failure Persistence Storage'!FK509,0)","v":0},{"$f":"IF($D509=\"Full\",'Failure Persistence Storage'!FL509,0)","v":0},{"$f":"IF($D509=\"Full\",'Failure Persistence Storage'!FO509,0)","v":0},{"$f":"IF($D509=\"Full\",'Failure Persistence Storage'!FP509,0)","v":0},{"$f":"IF($D509=\"Full\",'Failure Persistence Storage'!FS509,0)","v":0},{"$f":"IF($D509=\"Full\",'Failure Persistence Storage'!FT509,0)","v":0},{"$f":"IF($D509=\"Full\",'Failure Persistence Storage'!FW509,0)","v":0},{"$f":"IF($D509=\"Full\",'Failure Persistence Storage'!FX509,0)","v":0},{"$f":"IF($D509=\"Full\",'Failure Persistence Storage'!GA509,0)","v":0},{"$f":"IF($D509=\"Full\",'Failure Persistence Storage'!GB509,0)","v":0},{"$f":"IF($D509=\"Full\",'Failure Persistence Storage'!GE509,0)","v":0},{"$f":"IF($D509=\"Full\",'Failure Persistence Storage'!GF509,0)","v":0},{"$f":"IF($D509=\"Full\",'Failure Persistence Storage'!GI509,0)","v":0},{"$f":"IF($D509=\"Full\",'Failure Persistence Storage'!GJ509,0)","v":0},{"$f":"IF($D509=\"Full\",'Failure Persistence Storage'!GM509,0)","v":0},{"$f":"IF($D509=\"Full\",'Failure Persistence Storage'!GN509,0)","v":0},{"$f":"IF($D509=\"Full\",'Failure Persistence Storage'!GQ509,0)","v":0},{"$f":"IF($D509=\"Full\",'Failure Persistence Storage'!GR509,0)","v":0},{"$f":"IF($D509=\"Full\",'Failure Persistence Storage'!GU509,0)","v":0},{"$f":"IF($D509=\"Full\",'Failure Persistence Storage'!GV509,0)","v":0},{"$f":"IF($D509=\"Full\",'Failure Persistence Storage'!GY509,0)","v":0},{"$f":"IF($D509=\"Full\",'Failure Persistence Storage'!GZ509,0)","v":0},{"$f":"IF($D509=\"Full\",'Failure Persistence Storage'!HC509,0)","v":0},{"$f":"IF($D509=\"Full\",'Failure Persistence Storage'!HD509,0)","v":0},{"$f":"IF($D509=\"Full\",'Failure Persistence Storage'!HG509,0)","v":0},{"$f":"IF($D509=\"Full\",'Failure Persistence Storage'!HH509,0)","v":0},{"$f":"IF($D509=\"Full\",'Failure Persistence Storage'!HK509,0)","v":0},{"$f":"IF($D509=\"Full\",'Failure Persistence Storage'!HL509,0)","v":0},{"$f":"IF($D509=\"Full\",'Failure Persistence Storage'!HO509,0)","v":0}]
[null,null,null," ",null,null,null,null,null,null,"Row Number",null,null,null,null,null,null,null,null,null,null,null,null,null,null,null,null," "," "," "," "," "," "," "," "," "," "," "," "," "," "," "," "," "," "," "," "," "," "," "," "," "," "," "," "," "," "," "," "," "," "," "," "," "," "," "," "," "," "," "," "," "," "," "," "," "," "," "," "," "," "," "," "," "," "," "," "," "," "," "," "," "," "," "," "," "," "," "," "," "," "," "," "," "," "," "," "," "," "," "," "," "," "," "," "," "," "," "," "," "," "," "," "," "," "," "," "," "," "," "," "," "," "," "," "," "," "," "," "," "," "," "," "," "," "," "," "," "," "," "," "," "," "," "," "," "," "," "," "," "," "," "," "," "," "," "," "," "," "," "," "," "," "," "," "," "," "," "," "," "," "," "," "," "," "," "," "," "," "," "," "," "," "," "," "," "," "," "," "," "," "," "," "," "," "," "," "," "," "," "," "," "," "," "," "," "," "," "," "," "," "," "," ",null,{"$f":"IF($D512=\"Full\",'Failure Persistence Storage'!AB512,0)","v":0},{"$f":"IF($D512=\"Full\",'Failure Persistence Storage'!AE512,0)","v":0},{"$f":"IF($D512=\"Full\",'Failure Persistence Storage'!AF512,0)","v":0},{"$f":"IF($D512=\"Full\",'Failure Persistence Storage'!AI512,0)","v":0},{"$f":"IF($D512=\"Full\",'Failure Persistence Storage'!AJ512,0)","v":0},{"$f":"IF($D512=\"Full\",'Failure Persistence Storage'!AM512,0)","v":0},{"$f":"IF($D512=\"Full\",'Failure Persistence Storage'!AN512,0)","v":0},{"$f":"IF($D512=\"Full\",'Failure Persistence Storage'!AQ512,0)","v":0},{"$f":"IF($D512=\"Full\",'Failure Persistence Storage'!AR512,0)","v":0},{"$f":"IF($D512=\"Full\",'Failure Persistence Storage'!AU512,0)","v":0},{"$f":"IF($D512=\"Full\",'Failure Persistence Storage'!AV512,0)","v":0},{"$f":"IF($D512=\"Full\",'Failure Persistence Storage'!AY512,0)","v":0},{"$f":"IF($D512=\"Full\",'Failure Persistence Storage'!AZ512,0)","v":0},{"$f":"IF($D512=\"Full\",'Failure Persistence Storage'!BC512,0)","v":0},{"$f":"IF($D512=\"Full\",'Failure Persistence Storage'!BD512,0)","v":0},{"$f":"IF($D512=\"Full\",'Failure Persistence Storage'!BG512,0)","v":0},{"$f":"IF($D512=\"Full\",'Failure Persistence Storage'!BH512,0)","v":0},{"$f":"IF($D512=\"Full\",'Failure Persistence Storage'!BK512,0)","v":0},{"$f":"IF($D512=\"Full\",'Failure Persistence Storage'!BL512,0)","v":0},{"$f":"IF($D512=\"Full\",'Failure Persistence Storage'!BO512,0)","v":0},{"$f":"IF($D512=\"Full\",'Failure Persistence Storage'!BP512,0)","v":0},{"$f":"IF($D512=\"Full\",'Failure Persistence Storage'!BS512,0)","v":0},{"$f":"IF($D512=\"Full\",'Failure Persistence Storage'!BT512,0)","v":0},{"$f":"IF($D512=\"Full\",'Failure Persistence Storage'!BW512,0)","v":0},{"$f":"IF($D512=\"Full\",'Failure Persistence Storage'!BX512,0)","v":0},{"$f":"IF($D512=\"Full\",'Failure Persistence Storage'!CA512,0)","v":0},{"$f":"IF($D512=\"Full\",'Failure Persistence Storage'!CB512,0)","v":0},{"$f":"IF($D512=\"Full\",'Failure Persistence Storage'!CE512,0)","v":0},{"$f":"IF($D512=\"Full\",'Failure Persistence Storage'!CF512,0)","v":0},{"$f":"IF($D512=\"Full\",'Failure Persistence Storage'!CI512,0)","v":0},{"$f":"IF($D512=\"Full\",'Failure Persistence Storage'!CJ512,0)","v":0},{"$f":"IF($D512=\"Full\",'Failure Persistence Storage'!CM512,0)","v":0},{"$f":"IF($D512=\"Full\",'Failure Persistence Storage'!CN512,0)","v":0},{"$f":"IF($D512=\"Full\",'Failure Persistence Storage'!CQ512,0)","v":0},{"$f":"IF($D512=\"Full\",'Failure Persistence Storage'!CR512,0)","v":0},{"$f":"IF($D512=\"Full\",'Failure Persistence Storage'!CU512,0)","v":0},{"$f":"IF($D512=\"Full\",'Failure Persistence Storage'!CV512,0)","v":0},{"$f":"IF($D512=\"Full\",'Failure Persistence Storage'!CY512,0)","v":0},{"$f":"IF($D512=\"Full\",'Failure Persistence Storage'!CZ512,0)","v":0},{"$f":"IF($D512=\"Full\",'Failure Persistence Storage'!DC512,0)","v":0},{"$f":"IF($D512=\"Full\",'Failure Persistence Storage'!DD512,0)","v":0},{"$f":"IF($D512=\"Full\",'Failure Persistence Storage'!DG512,0)","v":0},{"$f":"IF($D512=\"Full\",'Failure Persistence Storage'!DH512,0)","v":0},{"$f":"IF($D512=\"Full\",'Failure Persistence Storage'!DK512,0)","v":0},{"$f":"IF($D512=\"Full\",'Failure Persistence Storage'!DL512,0)","v":0},{"$f":"IF($D512=\"Full\",'Failure Persistence Storage'!DO512,0)","v":0},{"$f":"IF($D512=\"Full\",'Failure Persistence Storage'!DP512,0)","v":0},{"$f":"IF($D512=\"Full\",'Failure Persistence Storage'!DS512,0)","v":0},{"$f":"IF($D512=\"Full\",'Failure Persistence Storage'!DT512,0)","v":0},{"$f":"IF($D512=\"Full\",'Failure Persistence Storage'!DW512,0)","v":0},{"$f":"IF($D512=\"Full\",'Failure Persistence Storage'!DX512,0)","v":0},{"$f":"IF($D512=\"Full\",'Failure Persistence Storage'!EA512,0)","v":0},{"$f":"IF($D512=\"Full\",'Failure Persistence Storage'!EB512,0)","v":0},{"$f":"IF($D512=\"Full\",'Failure Persistence Storage'!EE512,0)","v":0},{"$f":"IF($D512=\"Full\",'Failure Persistence Storage'!EF512,0)","v":0},{"$f":"IF($D512=\"Full\",'Failure Persistence Storage'!EI512,0)","v":0},{"$f":"IF($D512=\"Full\",'Failure Persistence Storage'!EJ512,0)","v":0},{"$f":"IF($D512=\"Full\",'Failure Persistence Storage'!EM512,0)","v":0},{"$f":"IF($D512=\"Full\",'Failure Persistence Storage'!EN512,0)","v":0},{"$f":"IF($D512=\"Full\",'Failure Persistence Storage'!EQ512,0)","v":0},{"$f":"IF($D512=\"Full\",'Failure Persistence Storage'!ER512,0)","v":0},{"$f":"IF($D512=\"Full\",'Failure Persistence Storage'!EU512,0)","v":0},{"$f":"IF($D512=\"Full\",'Failure Persistence Storage'!EV512,0)","v":0},{"$f":"IF($D512=\"Full\",'Failure Persistence Storage'!EY512,0)","v":0},{"$f":"IF($D512=\"Full\",'Failure Persistence Storage'!EZ512,0)","v":0},{"$f":"IF($D512=\"Full\",'Failure Persistence Storage'!FC512,0)","v":0},{"$f":"IF($D512=\"Full\",'Failure Persistence Storage'!FD512,0)","v":0},{"$f":"IF($D512=\"Full\",'Failure Persistence Storage'!FG512,0)","v":0},{"$f":"IF($D512=\"Full\",'Failure Persistence Storage'!FH512,0)","v":0},{"$f":"IF($D512=\"Full\",'Failure Persistence Storage'!FK512,0)","v":0},{"$f":"IF($D512=\"Full\",'Failure Persistence Storage'!FL512,0)","v":0},{"$f":"IF($D512=\"Full\",'Failure Persistence Storage'!FO512,0)","v":0},{"$f":"IF($D512=\"Full\",'Failure Persistence Storage'!FP512,0)","v":0},{"$f":"IF($D512=\"Full\",'Failure Persistence Storage'!FS512,0)","v":0},{"$f":"IF($D512=\"Full\",'Failure Persistence Storage'!FT512,0)","v":0},{"$f":"IF($D512=\"Full\",'Failure Persistence Storage'!FW512,0)","v":0},{"$f":"IF($D512=\"Full\",'Failure Persistence Storage'!FX512,0)","v":0},{"$f":"IF($D512=\"Full\",'Failure Persistence Storage'!GA512,0)","v":0},{"$f":"IF($D512=\"Full\",'Failure Persistence Storage'!GB512,0)","v":0},{"$f":"IF($D512=\"Full\",'Failure Persistence Storage'!GE512,0)","v":0},{"$f":"IF($D512=\"Full\",'Failure Persistence Storage'!GF512,0)","v":0},{"$f":"IF($D512=\"Full\",'Failure Persistence Storage'!GI512,0)","v":0},{"$f":"IF($D512=\"Full\",'Failure Persistence Storage'!GJ512,0)","v":0},{"$f":"IF($D512=\"Full\",'Failure Persistence Storage'!GM512,0)","v":0},{"$f":"IF($D512=\"Full\",'Failure Persistence Storage'!GN512,0)","v":0},{"$f":"IF($D512=\"Full\",'Failure Persistence Storage'!GQ512,0)","v":0},{"$f":"IF($D512=\"Full\",'Failure Persistence Storage'!GR512,0)","v":0},{"$f":"IF($D512=\"Full\",'Failure Persistence Storage'!GU512,0)","v":0},{"$f":"IF($D512=\"Full\",'Failure Persistence Storage'!GV512,0)","v":0},{"$f":"IF($D512=\"Full\",'Failure Persistence Storage'!GY512,0)","v":0},{"$f":"IF($D512=\"Full\",'Failure Persistence Storage'!GZ512,0)","v":0},{"$f":"IF($D512=\"Full\",'Failure Persistence Storage'!HC512,0)","v":0},{"$f":"IF($D512=\"Full\",'Failure Persistence Storage'!HD512,0)","v":0},{"$f":"IF($D512=\"Full\",'Failure Persistence Storage'!HG512,0)","v":0},{"$f":"IF($D512=\"Full\",'Failure Persistence Storage'!HH512,0)","v":0},{"$f":"IF($D512=\"Full\",'Failure Persistence Storage'!HK512,0)","v":0},{"$f":"IF($D512=\"Full\",'Failure Persistence Storage'!HL512,0)","v":0},{"$f":"IF($D512=\"Full\",'Failure Persistence Storage'!HO512,0)","v":0}]
[null,null,null," ",null,null,null,null,null,null,"Row Number",null,null,null,null,null,null,null,null,null,null,null,null,null,null,null,null," "," "," "," "," "," "," "," "," "," "," "," "," "," "," "," "," "," "," "," "," "," "," "," "," "," "," "," "," "," "," "," "," "," "," "," "," "," "," "," "," "," "," "," "," "," "," "," "," "," "," "," "," "," "," "," "," "," "," "," "," "," "," "," "," "," "," "," "," "," "," "," "," "," "," "," "," "," "," "," "," "," "," "," "," "," "," "," "," "," "," "," "," "," "," "," "," "," "," "," "," "," "," "," "," "," "," "," "," "," "," "," "," "," "," "," "," "," "," "," "," "," "," "," "," "," "," "," "," "," "," "," "," "," "," "," "," "," "," "," "," "," "," "," "," "," "," "," "," "," "," "," "," "," "," "," "," "," "," "," "," "," "," "," "," "," "," "," "," "," "," "," "," "," "," "," "," "," "," "," "," "," "," "," "," "," "," "," "," "," "," "," "," "," "," "," ",null,{"$f":"IF($D518=\"Full\",'Failure Persistence Storage'!AB518,0)","v":0},{"$f":"IF($D518=\"Full\",'Failure Persistence Storage'!AE518,0)","v":0},{"$f":"IF($D518=\"Full\",'Failure Persistence Storage'!AF518,0)","v":0},{"$f":"IF($D518=\"Full\",'Failure Persistence Storage'!AI518,0)","v":0},{"$f":"IF($D518=\"Full\",'Failure Persistence Storage'!AJ518,0)","v":0},{"$f":"IF($D518=\"Full\",'Failure Persistence Storage'!AM518,0)","v":0},{"$f":"IF($D518=\"Full\",'Failure Persistence Storage'!AN518,0)","v":0},{"$f":"IF($D518=\"Full\",'Failure Persistence Storage'!AQ518,0)","v":0},{"$f":"IF($D518=\"Full\",'Failure Persistence Storage'!AR518,0)","v":0},{"$f":"IF($D518=\"Full\",'Failure Persistence Storage'!AU518,0)","v":0},{"$f":"IF($D518=\"Full\",'Failure Persistence Storage'!AV518,0)","v":0},{"$f":"IF($D518=\"Full\",'Failure Persistence Storage'!AY518,0)","v":0},{"$f":"IF($D518=\"Full\",'Failure Persistence Storage'!AZ518,0)","v":0},{"$f":"IF($D518=\"Full\",'Failure Persistence Storage'!BC518,0)","v":0},{"$f":"IF($D518=\"Full\",'Failure Persistence Storage'!BD518,0)","v":0},{"$f":"IF($D518=\"Full\",'Failure Persistence Storage'!BG518,0)","v":0},{"$f":"IF($D518=\"Full\",'Failure Persistence Storage'!BH518,0)","v":0},{"$f":"IF($D518=\"Full\",'Failure Persistence Storage'!BK518,0)","v":0},{"$f":"IF($D518=\"Full\",'Failure Persistence Storage'!BL518,0)","v":0},{"$f":"IF($D518=\"Full\",'Failure Persistence Storage'!BO518,0)","v":0},{"$f":"IF($D518=\"Full\",'Failure Persistence Storage'!BP518,0)","v":0},{"$f":"IF($D518=\"Full\",'Failure Persistence Storage'!BS518,0)","v":0},{"$f":"IF($D518=\"Full\",'Failure Persistence Storage'!BT518,0)","v":0},{"$f":"IF($D518=\"Full\",'Failure Persistence Storage'!BW518,0)","v":0},{"$f":"IF($D518=\"Full\",'Failure Persistence Storage'!BX518,0)","v":0},{"$f":"IF($D518=\"Full\",'Failure Persistence Storage'!CA518,0)","v":0},{"$f":"IF($D518=\"Full\",'Failure Persistence Storage'!CB518,0)","v":0},{"$f":"IF($D518=\"Full\",'Failure Persistence Storage'!CE518,0)","v":0},{"$f":"IF($D518=\"Full\",'Failure Persistence Storage'!CF518,0)","v":0},{"$f":"IF($D518=\"Full\",'Failure Persistence Storage'!CI518,0)","v":0},{"$f":"IF($D518=\"Full\",'Failure Persistence Storage'!CJ518,0)","v":0},{"$f":"IF($D518=\"Full\",'Failure Persistence Storage'!CM518,0)","v":0},{"$f":"IF($D518=\"Full\",'Failure Persistence Storage'!CN518,0)","v":0},{"$f":"IF($D518=\"Full\",'Failure Persistence Storage'!CQ518,0)","v":0},{"$f":"IF($D518=\"Full\",'Failure Persistence Storage'!CR518,0)","v":0},{"$f":"IF($D518=\"Full\",'Failure Persistence Storage'!CU518,0)","v":0},{"$f":"IF($D518=\"Full\",'Failure Persistence Storage'!CV518,0)","v":0},{"$f":"IF($D518=\"Full\",'Failure Persistence Storage'!CY518,0)","v":0},{"$f":"IF($D518=\"Full\",'Failure Persistence Storage'!CZ518,0)","v":0},{"$f":"IF($D518=\"Full\",'Failure Persistence Storage'!DC518,0)","v":0},{"$f":"IF($D518=\"Full\",'Failure Persistence Storage'!DD518,0)","v":0},{"$f":"IF($D518=\"Full\",'Failure Persistence Storage'!DG518,0)","v":0},{"$f":"IF($D518=\"Full\",'Failure Persistence Storage'!DH518,0)","v":0},{"$f":"IF($D518=\"Full\",'Failure Persistence Storage'!DK518,0)","v":0},{"$f":"IF($D518=\"Full\",'Failure Persistence Storage'!DL518,0)","v":0},{"$f":"IF($D518=\"Full\",'Failure Persistence Storage'!DO518,0)","v":0},{"$f":"IF($D518=\"Full\",'Failure Persistence Storage'!DP518,0)","v":0},{"$f":"IF($D518=\"Full\",'Failure Persistence Storage'!DS518,0)","v":0},{"$f":"IF($D518=\"Full\",'Failure Persistence Storage'!DT518,0)","v":0},{"$f":"IF($D518=\"Full\",'Failure Persistence Storage'!DW518,0)","v":0},{"$f":"IF($D518=\"Full\",'Failure Persistence Storage'!DX518,0)","v":0},{"$f":"IF($D518=\"Full\",'Failure Persistence Storage'!EA518,0)","v":0},{"$f":"IF($D518=\"Full\",'Failure Persistence Storage'!EB518,0)","v":0},{"$f":"IF($D518=\"Full\",'Failure Persistence Storage'!EE518,0)","v":0},{"$f":"IF($D518=\"Full\",'Failure Persistence Storage'!EF518,0)","v":0},{"$f":"IF($D518=\"Full\",'Failure Persistence Storage'!EI518,0)","v":0},{"$f":"IF($D518=\"Full\",'Failure Persistence Storage'!EJ518,0)","v":0},{"$f":"IF($D518=\"Full\",'Failure Persistence Storage'!EM518,0)","v":0},{"$f":"IF($D518=\"Full\",'Failure Persistence Storage'!EN518,0)","v":0},{"$f":"IF($D518=\"Full\",'Failure Persistence Storage'!EQ518,0)","v":0},{"$f":"IF($D518=\"Full\",'Failure Persistence Storage'!ER518,0)","v":0},{"$f":"IF($D518=\"Full\",'Failure Persistence Storage'!EU518,0)","v":0},{"$f":"IF($D518=\"Full\",'Failure Persistence Storage'!EV518,0)","v":0},{"$f":"IF($D518=\"Full\",'Failure Persistence Storage'!EY518,0)","v":0},{"$f":"IF($D518=\"Full\",'Failure Persistence Storage'!EZ518,0)","v":0},{"$f":"IF($D518=\"Full\",'Failure Persistence Storage'!FC518,0)","v":0},{"$f":"IF($D518=\"Full\",'Failure Persistence Storage'!FD518,0)","v":0},{"$f":"IF($D518=\"Full\",'Failure Persistence Storage'!FG518,0)","v":0},{"$f":"IF($D518=\"Full\",'Failure Persistence Storage'!FH518,0)","v":0},{"$f":"IF($D518=\"Full\",'Failure Persistence Storage'!FK518,0)","v":0},{"$f":"IF($D518=\"Full\",'Failure Persistence Storage'!FL518,0)","v":0},{"$f":"IF($D518=\"Full\",'Failure Persistence Storage'!FO518,0)","v":0},{"$f":"IF($D518=\"Full\",'Failure Persistence Storage'!FP518,0)","v":0},{"$f":"IF($D518=\"Full\",'Failure Persistence Storage'!FS518,0)","v":0},{"$f":"IF($D518=\"Full\",'Failure Persistence Storage'!FT518,0)","v":0},{"$f":"IF($D518=\"Full\",'Failure Persistence Storage'!FW518,0)","v":0},{"$f":"IF($D518=\"Full\",'Failure Persistence Storage'!FX518,0)","v":0},{"$f":"IF($D518=\"Full\",'Failure Persistence Storage'!GA518,0)","v":0},{"$f":"IF($D518=\"Full\",'Failure Persistence Storage'!GB518,0)","v":0},{"$f":"IF($D518=\"Full\",'Failure Persistence Storage'!GE518,0)","v":0},{"$f":"IF($D518=\"Full\",'Failure Persistence Storage'!GF518,0)","v":0},{"$f":"IF($D518=\"Full\",'Failure Persistence Storage'!GI518,0)","v":0},{"$f":"IF($D518=\"Full\",'Failure Persistence Storage'!GJ518,0)","v":0},{"$f":"IF($D518=\"Full\",'Failure Persistence Storage'!GM518,0)","v":0},{"$f":"IF($D518=\"Full\",'Failure Persistence Storage'!GN518,0)","v":0},{"$f":"IF($D518=\"Full\",'Failure Persistence Storage'!GQ518,0)","v":0},{"$f":"IF($D518=\"Full\",'Failure Persistence Storage'!GR518,0)","v":0},{"$f":"IF($D518=\"Full\",'Failure Persistence Storage'!GU518,0)","v":0},{"$f":"IF($D518=\"Full\",'Failure Persistence Storage'!GV518,0)","v":0},{"$f":"IF($D518=\"Full\",'Failure Persistence Storage'!GY518,0)","v":0},{"$f":"IF($D518=\"Full\",'Failure Persistence Storage'!GZ518,0)","v":0},{"$f":"IF($D518=\"Full\",'Failure Persistence Storage'!HC518,0)","v":0},{"$f":"IF($D518=\"Full\",'Failure Persistence Storage'!HD518,0)","v":0},{"$f":"IF($D518=\"Full\",'Failure Persistence Storage'!HG518,0)","v":0},{"$f":"IF($D518=\"Full\",'Failure Persistence Storage'!HH518,0)","v":0},{"$f":"IF($D518=\"Full\",'Failure Persistence Storage'!HK518,0)","v":0},{"$f":"IF($D518=\"Full\",'Failure Persistence Storage'!HL518,0)","v":0},{"$f":"IF($D518=\"Full\",'Failure Persistence Storage'!HO518,0)","v":0}]
[null,null,null," ",null,null,null,null,null,null,"Row Number",null,null,null,null,null,null,null,null,null,null,null,null,null,null,null,null," "," "," "," "," "," "," "," "," "," "," "," "," "," "," "," "," "," "," "," "," "," "," "," "," "," "," "," "," "," "," "," "," "," "," "," "," "," "," "," "," "," "," "," "," "," "," "," "," "," "," "," "," "," "," "," "," "," "," "," "," "," "," "," "," "," "," "," "," "," "," "," "," "," "," "," "," "," "," "," "," "," "," "," "," "," "," "," "," "," "," "," "," "," "," "," "," "," "," "," "," "," "," "," "," "," "," "," "," "," "," "," "," "," "," "," "," "," "," "," "," "," "," "," "," "," "," "," "," "," "," "," "," "," "," "," "," "," "," "," "," "," "," "," "," "," "," "," "," "," "," "," "," "," "," "," "," "," "," "," "," "," "," "," "," "," "," "," "," "," "," "," "," "," "," "," "," "," "," "," "," "," "," "," "," "," "," "," "," "," "," "," "," "," "," "," ",null,{"$f":"IF($D520=\"Full\",'Failure Persistence Storage'!AB520,0)","v":0},{"$f":"IF($D520=\"Full\",'Failure Persistence Storage'!AE520,0)","v":0},{"$f":"IF($D520=\"Full\",'Failure Persistence Storage'!AF520,0)","v":0},{"$f":"IF($D520=\"Full\",'Failure Persistence Storage'!AI520,0)","v":0},{"$f":"IF($D520=\"Full\",'Failure Persistence Storage'!AJ520,0)","v":0},{"$f":"IF($D520=\"Full\",'Failure Persistence Storage'!AM520,0)","v":0},{"$f":"IF($D520=\"Full\",'Failure Persistence Storage'!AN520,0)","v":0},{"$f":"IF($D520=\"Full\",'Failure Persistence Storage'!AQ520,0)","v":0},{"$f":"IF($D520=\"Full\",'Failure Persistence Storage'!AR520,0)","v":0},{"$f":"IF($D520=\"Full\",'Failure Persistence Storage'!AU520,0)","v":0},{"$f":"IF($D520=\"Full\",'Failure Persistence Storage'!AV520,0)","v":0},{"$f":"IF($D520=\"Full\",'Failure Persistence Storage'!AY520,0)","v":0},{"$f":"IF($D520=\"Full\",'Failure Persistence Storage'!AZ520,0)","v":0},{"$f":"IF($D520=\"Full\",'Failure Persistence Storage'!BC520,0)","v":0},{"$f":"IF($D520=\"Full\",'Failure Persistence Storage'!BD520,0)","v":0},{"$f":"IF($D520=\"Full\",'Failure Persistence Storage'!BG520,0)","v":0},{"$f":"IF($D520=\"Full\",'Failure Persistence Storage'!BH520,0)","v":0},{"$f":"IF($D520=\"Full\",'Failure Persistence Storage'!BK520,0)","v":0},{"$f":"IF($D520=\"Full\",'Failure Persistence Storage'!BL520,0)","v":0},{"$f":"IF($D520=\"Full\",'Failure Persistence Storage'!BO520,0)","v":0},{"$f":"IF($D520=\"Full\",'Failure Persistence Storage'!BP520,0)","v":0},{"$f":"IF($D520=\"Full\",'Failure Persistence Storage'!BS520,0)","v":0},{"$f":"IF($D520=\"Full\",'Failure Persistence Storage'!BT520,0)","v":0},{"$f":"IF($D520=\"Full\",'Failure Persistence Storage'!BW520,0)","v":0},{"$f":"IF($D520=\"Full\",'Failure Persistence Storage'!BX520,0)","v":0},{"$f":"IF($D520=\"Full\",'Failure Persistence Storage'!CA520,0)","v":0},{"$f":"IF($D520=\"Full\",'Failure Persistence Storage'!CB520,0)","v":0},{"$f":"IF($D520=\"Full\",'Failure Persistence Storage'!CE520,0)","v":0},{"$f":"IF($D520=\"Full\",'Failure Persistence Storage'!CF520,0)","v":0},{"$f":"IF($D520=\"Full\",'Failure Persistence Storage'!CI520,0)","v":0},{"$f":"IF($D520=\"Full\",'Failure Persistence Storage'!CJ520,0)","v":0},{"$f":"IF($D520=\"Full\",'Failure Persistence Storage'!CM520,0)","v":0},{"$f":"IF($D520=\"Full\",'Failure Persistence Storage'!CN520,0)","v":0},{"$f":"IF($D520=\"Full\",'Failure Persistence Storage'!CQ520,0)","v":0},{"$f":"IF($D520=\"Full\",'Failure Persistence Storage'!CR520,0)","v":0},{"$f":"IF($D520=\"Full\",'Failure Persistence Storage'!CU520,0)","v":0},{"$f":"IF($D520=\"Full\",'Failure Persistence Storage'!CV520,0)","v":0},{"$f":"IF($D520=\"Full\",'Failure Persistence Storage'!CY520,0)","v":0},{"$f":"IF($D520=\"Full\",'Failure Persistence Storage'!CZ520,0)","v":0},{"$f":"IF($D520=\"Full\",'Failure Persistence Storage'!DC520,0)","v":0},{"$f":"IF($D520=\"Full\",'Failure Persistence Storage'!DD520,0)","v":0},{"$f":"IF($D520=\"Full\",'Failure Persistence Storage'!DG520,0)","v":0},{"$f":"IF($D520=\"Full\",'Failure Persistence Storage'!DH520,0)","v":0},{"$f":"IF($D520=\"Full\",'Failure Persistence Storage'!DK520,0)","v":0},{"$f":"IF($D520=\"Full\",'Failure Persistence Storage'!DL520,0)","v":0},{"$f":"IF($D520=\"Full\",'Failure Persistence Storage'!DO520,0)","v":0},{"$f":"IF($D520=\"Full\",'Failure Persistence Storage'!DP520,0)","v":0},{"$f":"IF($D520=\"Full\",'Failure Persistence Storage'!DS520,0)","v":0},{"$f":"IF($D520=\"Full\",'Failure Persistence Storage'!DT520,0)","v":0},{"$f":"IF($D520=\"Full\",'Failure Persistence Storage'!DW520,0)","v":0},{"$f":"IF($D520=\"Full\",'Failure Persistence Storage'!DX520,0)","v":0},{"$f":"IF($D520=\"Full\",'Failure Persistence Storage'!EA520,0)","v":0},{"$f":"IF($D520=\"Full\",'Failure Persistence Storage'!EB520,0)","v":0},{"$f":"IF($D520=\"Full\",'Failure Persistence Storage'!EE520,0)","v":0},{"$f":"IF($D520=\"Full\",'Failure Persistence Storage'!EF520,0)","v":0},{"$f":"IF($D520=\"Full\",'Failure Persistence Storage'!EI520,0)","v":0},{"$f":"IF($D520=\"Full\",'Failure Persistence Storage'!EJ520,0)","v":0},{"$f":"IF($D520=\"Full\",'Failure Persistence Storage'!EM520,0)","v":0},{"$f":"IF($D520=\"Full\",'Failure Persistence Storage'!EN520,0)","v":0},{"$f":"IF($D520=\"Full\",'Failure Persistence Storage'!EQ520,0)","v":0},{"$f":"IF($D520=\"Full\",'Failure Persistence Storage'!ER520,0)","v":0},{"$f":"IF($D520=\"Full\",'Failure Persistence Storage'!EU520,0)","v":0},{"$f":"IF($D520=\"Full\",'Failure Persistence Storage'!EV520,0)","v":0},{"$f":"IF($D520=\"Full\",'Failure Persistence Storage'!EY520,0)","v":0},{"$f":"IF($D520=\"Full\",'Failure Persistence Storage'!EZ520,0)","v":0},{"$f":"IF($D520=\"Full\",'Failure Persistence Storage'!FC520,0)","v":0},{"$f":"IF($D520=\"Full\",'Failure Persistence Storage'!FD520,0)","v":0},{"$f":"IF($D520=\"Full\",'Failure Persistence Storage'!FG520,0)","v":0},{"$f":"IF($D520=\"Full\",'Failure Persistence Storage'!FH520,0)","v":0},{"$f":"IF($D520=\"Full\",'Failure Persistence Storage'!FK520,0)","v":0},{"$f":"IF($D520=\"Full\",'Failure Persistence Storage'!FL520,0)","v":0},{"$f":"IF($D520=\"Full\",'Failure Persistence Storage'!FO520,0)","v":0},{"$f":"IF($D520=\"Full\",'Failure Persistence Storage'!FP520,0)","v":0},{"$f":"IF($D520=\"Full\",'Failure Persistence Storage'!FS520,0)","v":0},{"$f":"IF($D520=\"Full\",'Failure Persistence Storage'!FT520,0)","v":0},{"$f":"IF($D520=\"Full\",'Failure Persistence Storage'!FW520,0)","v":0},{"$f":"IF($D520=\"Full\",'Failure Persistence Storage'!FX520,0)","v":0},{"$f":"IF($D520=\"Full\",'Failure Persistence Storage'!GA520,0)","v":0},{"$f":"IF($D520=\"Full\",'Failure Persistence Storage'!GB520,0)","v":0},{"$f":"IF($D520=\"Full\",'Failure Persistence Storage'!GE520,0)","v":0},{"$f":"IF($D520=\"Full\",'Failure Persistence Storage'!GF520,0)","v":0},{"$f":"IF($D520=\"Full\",'Failure Persistence Storage'!GI520,0)","v":0},{"$f":"IF($D520=\"Full\",'Failure Persistence Storage'!GJ520,0)","v":0},{"$f":"IF($D520=\"Full\",'Failure Persistence Storage'!GM520,0)","v":0},{"$f":"IF($D520=\"Full\",'Failure Persistence Storage'!GN520,0)","v":0},{"$f":"IF($D520=\"Full\",'Failure Persistence Storage'!GQ520,0)","v":0},{"$f":"IF($D520=\"Full\",'Failure Persistence Storage'!GR520,0)","v":0},{"$f":"IF($D520=\"Full\",'Failure Persistence Storage'!GU520,0)","v":0},{"$f":"IF($D520=\"Full\",'Failure Persistence Storage'!GV520,0)","v":0},{"$f":"IF($D520=\"Full\",'Failure Persistence Storage'!GY520,0)","v":0},{"$f":"IF($D520=\"Full\",'Failure Persistence Storage'!GZ520,0)","v":0},{"$f":"IF($D520=\"Full\",'Failure Persistence Storage'!HC520,0)","v":0},{"$f":"IF($D520=\"Full\",'Failure Persistence Storage'!HD520,0)","v":0},{"$f":"IF($D520=\"Full\",'Failure Persistence Storage'!HG520,0)","v":0},{"$f":"IF($D520=\"Full\",'Failure Persistence Storage'!HH520,0)","v":0},{"$f":"IF($D520=\"Full\",'Failure Persistence Storage'!HK520,0)","v":0},{"$f":"IF($D520=\"Full\",'Failure Persistence Storage'!HL520,0)","v":0},{"$f":"IF($D520=\"Full\",'Failure Persistence Storage'!HO520,0)","v":0}]
[null,null,null," ",null,null,null,null,null,null,"Row Number",null,null,null,null,null,null,null,null,null,null,null,null,null,null,null,null," "," "," "," "," "," "," "," "," "," "," "," "," "," "," "," "," "," "," "," "," "," "," "," "," "," "," "," "," "," "," "," "," "," "," "," "," "," "," "," "," "," "," "," "," "," "," "," "," "," "," "," "," "," "," "," "," "," "," "," "," "," "," "," "," "," "," "," "," "," "," "," "," "," "," "," "," "," "," "," "," "," "," "," "," "," "," "," "," "," "," "," "," "," "," "," "," "," "," "," "," "," "," "," "," "," "," "," "," "," "," "," "," "," "," "," "," "," "," "," "," "," "," "," "," "," "," "," "," "," "," "," "," "," "," "," "," "," "," "," "," "," "," "," "," "," "," "," "," "," "," "," "," "," "," "," "," "," "," "," "," "," "," "," "," "," "," "," "," "," "," "," "," "," "," "," "," "," "," "," "," "," "," "," "," "," "," "," "," "," "," "," "," "," "," "," ",null,{"$f":"IF($D523=\"Full\",'Failure Persistence Storage'!AB523,0)","v":0},{"$f":"IF($D523=\"Full\",'Failure Persistence Storage'!AE523,0)","v":0},{"$f":"IF($D523=\"Full\",'Failure Persistence Storage'!AF523,0)","v":0},{"$f":"IF($D523=\"Full\",'Failure Persistence Storage'!AI523,0)","v":0},{"$f":"IF($D523=\"Full\",'Failure Persistence Storage'!AJ523,0)","v":0},{"$f":"IF($D523=\"Full\",'Failure Persistence Storage'!AM523,0)","v":0},{"$f":"IF($D523=\"Full\",'Failure Persistence Storage'!AN523,0)","v":0},{"$f":"IF($D523=\"Full\",'Failure Persistence Storage'!AQ523,0)","v":0},{"$f":"IF($D523=\"Full\",'Failure Persistence Storage'!AR523,0)","v":0},{"$f":"IF($D523=\"Full\",'Failure Persistence Storage'!AU523,0)","v":0},{"$f":"IF($D523=\"Full\",'Failure Persistence Storage'!AV523,0)","v":0},{"$f":"IF($D523=\"Full\",'Failure Persistence Storage'!AY523,0)","v":0},{"$f":"IF($D523=\"Full\",'Failure Persistence Storage'!AZ523,0)","v":0},{"$f":"IF($D523=\"Full\",'Failure Persistence Storage'!BC523,0)","v":0},{"$f":"IF($D523=\"Full\",'Failure Persistence Storage'!BD523,0)","v":0},{"$f":"IF($D523=\"Full\",'Failure Persistence Storage'!BG523,0)","v":0},{"$f":"IF($D523=\"Full\",'Failure Persistence Storage'!BH523,0)","v":0},{"$f":"IF($D523=\"Full\",'Failure Persistence Storage'!BK523,0)","v":0},{"$f":"IF($D523=\"Full\",'Failure Persistence Storage'!BL523,0)","v":0},{"$f":"IF($D523=\"Full\",'Failure Persistence Storage'!BO523,0)","v":0},{"$f":"IF($D523=\"Full\",'Failure Persistence Storage'!BP523,0)","v":0},{"$f":"IF($D523=\"Full\",'Failure Persistence Storage'!BS523,0)","v":0},{"$f":"IF($D523=\"Full\",'Failure Persistence Storage'!BT523,0)","v":0},{"$f":"IF($D523=\"Full\",'Failure Persistence Storage'!BW523,0)","v":0},{"$f":"IF($D523=\"Full\",'Failure Persistence Storage'!BX523,0)","v":0},{"$f":"IF($D523=\"Full\",'Failure Persistence Storage'!CA523,0)","v":0},{"$f":"IF($D523=\"Full\",'Failure Persistence Storage'!CB523,0)","v":0},{"$f":"IF($D523=\"Full\",'Failure Persistence Storage'!CE523,0)","v":0},{"$f":"IF($D523=\"Full\",'Failure Persistence Storage'!CF523,0)","v":0},{"$f":"IF($D523=\"Full\",'Failure Persistence Storage'!CI523,0)","v":0},{"$f":"IF($D523=\"Full\",'Failure Persistence Storage'!CJ523,0)","v":0},{"$f":"IF($D523=\"Full\",'Failure Persistence Storage'!CM523,0)","v":0},{"$f":"IF($D523=\"Full\",'Failure Persistence Storage'!CN523,0)","v":0},{"$f":"IF($D523=\"Full\",'Failure Persistence Storage'!CQ523,0)","v":0},{"$f":"IF($D523=\"Full\",'Failure Persistence Storage'!CR523,0)","v":0},{"$f":"IF($D523=\"Full\",'Failure Persistence Storage'!CU523,0)","v":0},{"$f":"IF($D523=\"Full\",'Failure Persistence Storage'!CV523,0)","v":0},{"$f":"IF($D523=\"Full\",'Failure Persistence Storage'!CY523,0)","v":0},{"$f":"IF($D523=\"Full\",'Failure Persistence Storage'!CZ523,0)","v":0},{"$f":"IF($D523=\"Full\",'Failure Persistence Storage'!DC523,0)","v":0},{"$f":"IF($D523=\"Full\",'Failure Persistence Storage'!DD523,0)","v":0},{"$f":"IF($D523=\"Full\",'Failure Persistence Storage'!DG523,0)","v":0},{"$f":"IF($D523=\"Full\",'Failure Persistence Storage'!DH523,0)","v":0},{"$f":"IF($D523=\"Full\",'Failure Persistence Storage'!DK523,0)","v":0},{"$f":"IF($D523=\"Full\",'Failure Persistence Storage'!DL523,0)","v":0},{"$f":"IF($D523=\"Full\",'Failure Persistence Storage'!DO523,0)","v":0},{"$f":"IF($D523=\"Full\",'Failure Persistence Storage'!DP523,0)","v":0},{"$f":"IF($D523=\"Full\",'Failure Persistence Storage'!DS523,0)","v":0},{"$f":"IF($D523=\"Full\",'Failure Persistence Storage'!DT523,0)","v":0},{"$f":"IF($D523=\"Full\",'Failure Persistence Storage'!DW523,0)","v":0},{"$f":"IF($D523=\"Full\",'Failure Persistence Storage'!DX523,0)","v":0},{"$f":"IF($D523=\"Full\",'Failure Persistence Storage'!EA523,0)","v":0},{"$f":"IF($D523=\"Full\",'Failure Persistence Storage'!EB523,0)","v":0},{"$f":"IF($D523=\"Full\",'Failure Persistence Storage'!EE523,0)","v":0},{"$f":"IF($D523=\"Full\",'Failure Persistence Storage'!EF523,0)","v":0},{"$f":"IF($D523=\"Full\",'Failure Persistence Storage'!EI523,0)","v":0},{"$f":"IF($D523=\"Full\",'Failure Persistence Storage'!EJ523,0)","v":0},{"$f":"IF($D523=\"Full\",'Failure Persistence Storage'!EM523,0)","v":0},{"$f":"IF($D523=\"Full\",'Failure Persistence Storage'!EN523,0)","v":0},{"$f":"IF($D523=\"Full\",'Failure Persistence Storage'!EQ523,0)","v":0},{"$f":"IF($D523=\"Full\",'Failure Persistence Storage'!ER523,0)","v":0},{"$f":"IF($D523=\"Full\",'Failure Persistence Storage'!EU523,0)","v":0},{"$f":"IF($D523=\"Full\",'Failure Persistence Storage'!EV523,0)","v":0},{"$f":"IF($D523=\"Full\",'Failure Persistence Storage'!EY523,0)","v":0},{"$f":"IF($D523=\"Full\",'Failure Persistence Storage'!EZ523,0)","v":0},{"$f":"IF($D523=\"Full\",'Failure Persistence Storage'!FC523,0)","v":0},{"$f":"IF($D523=\"Full\",'Failure Persistence Storage'!FD523,0)","v":0},{"$f":"IF($D523=\"Full\",'Failure Persistence Storage'!FG523,0)","v":0},{"$f":"IF($D523=\"Full\",'Failure Persistence Storage'!FH523,0)","v":0},{"$f":"IF($D523=\"Full\",'Failure Persistence Storage'!FK523,0)","v":0},{"$f":"IF($D523=\"Full\",'Failure Persistence Storage'!FL523,0)","v":0},{"$f":"IF($D523=\"Full\",'Failure Persistence Storage'!FO523,0)","v":0},{"$f":"IF($D523=\"Full\",'Failure Persistence Storage'!FP523,0)","v":0},{"$f":"IF($D523=\"Full\",'Failure Persistence Storage'!FS523,0)","v":0},{"$f":"IF($D523=\"Full\",'Failure Persistence Storage'!FT523,0)","v":0},{"$f":"IF($D523=\"Full\",'Failure Persistence Storage'!FW523,0)","v":0},{"$f":"IF($D523=\"Full\",'Failure Persistence Storage'!FX523,0)","v":0},{"$f":"IF($D523=\"Full\",'Failure Persistence Storage'!GA523,0)","v":0},{"$f":"IF($D523=\"Full\",'Failure Persistence Storage'!GB523,0)","v":0},{"$f":"IF($D523=\"Full\",'Failure Persistence Storage'!GE523,0)","v":0},{"$f":"IF($D523=\"Full\",'Failure Persistence Storage'!GF523,0)","v":0},{"$f":"IF($D523=\"Full\",'Failure Persistence Storage'!GI523,0)","v":0},{"$f":"IF($D523=\"Full\",'Failure Persistence Storage'!GJ523,0)","v":0},{"$f":"IF($D523=\"Full\",'Failure Persistence Storage'!GM523,0)","v":0},{"$f":"IF($D523=\"Full\",'Failure Persistence Storage'!GN523,0)","v":0},{"$f":"IF($D523=\"Full\",'Failure Persistence Storage'!GQ523,0)","v":0},{"$f":"IF($D523=\"Full\",'Failure Persistence Storage'!GR523,0)","v":0},{"$f":"IF($D523=\"Full\",'Failure Persistence Storage'!GU523,0)","v":0},{"$f":"IF($D523=\"Full\",'Failure Persistence Storage'!GV523,0)","v":0},{"$f":"IF($D523=\"Full\",'Failure Persistence Storage'!GY523,0)","v":0},{"$f":"IF($D523=\"Full\",'Failure Persistence Storage'!GZ523,0)","v":0},{"$f":"IF($D523=\"Full\",'Failure Persistence Storage'!HC523,0)","v":0},{"$f":"IF($D523=\"Full\",'Failure Persistence Storage'!HD523,0)","v":0},{"$f":"IF($D523=\"Full\",'Failure Persistence Storage'!HG523,0)","v":0},{"$f":"IF($D523=\"Full\",'Failure Persistence Storage'!HH523,0)","v":0},{"$f":"IF($D523=\"Full\",'Failure Persistence Storage'!HK523,0)","v":0},{"$f":"IF($D523=\"Full\",'Failure Persistence Storage'!HL523,0)","v":0},{"$f":"IF($D523=\"Full\",'Failure Persistence Storage'!HO523,0)","v":0}]
[null,"Summation Combination ",null,null,null,null,null,null,null,null,null,null,null,null,null,null,null,null,null,null,null,null,null,null,null,null,null,null,null,null,null,null,null,null,null,null,null,null,null,null,null,null,null,null,null,null,null,null,null,null,null,null,null,null,null,null,null,null,null,null,null,null,null,null,null,null,null,null,null,null,null,null,null,null,null,null,null,null,null,null,null,null,null,null,null,null,null,null,null,null,null,null,null,null,null,null,null,null,null,null,null,null,null,null,null,null,null,null,null,null,null,null,null,null,null,null,null,null,null,null,null,null,null,null,null,null,null,null,null,null,null,null,null,null,null,null,null,null,null,null,null,null,null,null,null,null,null,null,null,null,null,null,null,null,null,null,null,null,null,null,null,null,null,null,null,null,null,null,null,null,null,null,null,null,null,null,null,null,null,null,null,null,null,null,null,null,null,null,null,null,null,null,null,null,null,null,null,null,null,null,null,null,null,null,null,null,null,null,null,null,null,null,null,null,null,null,null,null,null,null,null,null,null,null,{"$f":"IF($D528=\"Full\",'Failure Persistence Storage'!AB528,0)","v":0},{"$f":"IF($D528=\"Full\",'Failure Persistence Storage'!AE528,0)","v":0},{"$f":"IF($D528=\"Full\",'Failure Persistence Storage'!AF528,0)","v":0},{"$f":"IF($D528=\"Full\",'Failure Persistence Storage'!AI528,0)","v":0},{"$f":"IF($D528=\"Full\",'Failure Persistence Storage'!AJ528,0)","v":0},{"$f":"IF($D528=\"Full\",'Failure Persistence Storage'!AM528,0)","v":0},{"$f":"IF($D528=\"Full\",'Failure Persistence Storage'!AN528,0)","v":0},{"$f":"IF($D528=\"Full\",'Failure Persistence Storage'!AQ528,0)","v":0},{"$f":"IF($D528=\"Full\",'Failure Persistence Storage'!AR528,0)","v":0},{"$f":"IF($D528=\"Full\",'Failure Persistence Storage'!AU528,0)","v":0},{"$f":"IF($D528=\"Full\",'Failure Persistence Storage'!AV528,0)","v":0},{"$f":"IF($D528=\"Full\",'Failure Persistence Storage'!AY528,0)","v":0},{"$f":"IF($D528=\"Full\",'Failure Persistence Storage'!AZ528,0)","v":0},{"$f":"IF($D528=\"Full\",'Failure Persistence Storage'!BC528,0)","v":0},{"$f":"IF($D528=\"Full\",'Failure Persistence Storage'!BD528,0)","v":0},{"$f":"IF($D528=\"Full\",'Failure Persistence Storage'!BG528,0)","v":0},{"$f":"IF($D528=\"Full\",'Failure Persistence Storage'!BH528,0)","v":0},{"$f":"IF($D528=\"Full\",'Failure Persistence Storage'!BK528,0)","v":0},{"$f":"IF($D528=\"Full\",'Failure Persistence Storage'!BL528,0)","v":0},{"$f":"IF($D528=\"Full\",'Failure Persistence Storage'!BO528,0)","v":0},{"$f":"IF($D528=\"Full\",'Failure Persistence Storage'!BP528,0)","v":0},{"$f":"IF($D528=\"Full\",'Failure Persistence Storage'!BS528,0)","v":0},{"$f":"IF($D528=\"Full\",'Failure Persistence Storage'!BT528,0)","v":0},{"$f":"IF($D528=\"Full\",'Failure Persistence Storage'!BW528,0)","v":0},{"$f":"IF($D528=\"Full\",'Failure Persistence Storage'!BX528,0)","v":0},{"$f":"IF($D528=\"Full\",'Failure Persistence Storage'!CA528,0)","v":0},{"$f":"IF($D528=\"Full\",'Failure Persistence Storage'!CB528,0)","v":0},{"$f":"IF($D528=\"Full\",'Failure Persistence Storage'!CE528,0)","v":0},{"$f":"IF($D528=\"Full\",'Failure Persistence Storage'!CF528,0)","v":0},{"$f":"IF($D528=\"Full\",'Failure Persistence Storage'!CI528,0)","v":0},{"$f":"IF($D528=\"Full\",'Failure Persistence Storage'!CJ528,0)","v":0},{"$f":"IF($D528=\"Full\",'Failure Persistence Storage'!CM528,0)","v":0},{"$f":"IF($D528=\"Full\",'Failure Persistence Storage'!CN528,0)","v":0},{"$f":"IF($D528=\"Full\",'Failure Persistence Storage'!CQ528,0)","v":0},{"$f":"IF($D528=\"Full\",'Failure Persistence Storage'!CR528,0)","v":0},{"$f":"IF($D528=\"Full\",'Failure Persistence Storage'!CU528,0)","v":0},{"$f":"IF($D528=\"Full\",'Failure Persistence Storage'!CV528,0)","v":0},{"$f":"IF($D528=\"Full\",'Failure Persistence Storage'!CY528,0)","v":0},{"$f":"IF($D528=\"Full\",'Failure Persistence Storage'!CZ528,0)","v":0},{"$f":"IF($D528=\"Full\",'Failure Persistence Storage'!DC528,0)","v":0},{"$f":"IF($D528=\"Full\",'Failure Persistence Storage'!DD528,0)","v":0},{"$f":"IF($D528=\"Full\",'Failure Persistence Storage'!DG528,0)","v":0},{"$f":"IF($D528=\"Full\",'Failure Persistence Storage'!DH528,0)","v":0},{"$f":"IF($D528=\"Full\",'Failure Persistence Storage'!DK528,0)","v":0},{"$f":"IF($D528=\"Full\",'Failure Persistence Storage'!DL528,0)","v":0},{"$f":"IF($D528=\"Full\",'Failure Persistence Storage'!DO528,0)","v":0},{"$f":"IF($D528=\"Full\",'Failure Persistence Storage'!DP528,0)","v":0},{"$f":"IF($D528=\"Full\",'Failure Persistence Storage'!DS528,0)","v":0},{"$f":"IF($D528=\"Full\",'Failure Persistence Storage'!DT528,0)","v":0},{"$f":"IF($D528=\"Full\",'Failure Persistence Storage'!DW528,0)","v":0},{"$f":"IF($D528=\"Full\",'Failure Persistence Storage'!DX528,0)","v":0},{"$f":"IF($D528=\"Full\",'Failure Persistence Storage'!EA528,0)","v":0},{"$f":"IF($D528=\"Full\",'Failure Persistence Storage'!EB528,0)","v":0},{"$f":"IF($D528=\"Full\",'Failure Persistence Storage'!EE528,0)","v":0},{"$f":"IF($D528=\"Full\",'Failure Persistence Storage'!EF528,0)","v":0},{"$f":"IF($D528=\"Full\",'Failure Persistence Storage'!EI528,0)","v":0},{"$f":"IF($D528=\"Full\",'Failure Persistence Storage'!EJ528,0)","v":0},{"$f":"IF($D528=\"Full\",'Failure Persistence Storage'!EM528,0)","v":0},{"$f":"IF($D528=\"Full\",'Failure Persistence Storage'!EN528,0)","v":0},{"$f":"IF($D528=\"Full\",'Failure Persistence Storage'!EQ528,0)","v":0},{"$f":"IF($D528=\"Full\",'Failure Persistence Storage'!ER528,0)","v":0},{"$f":"IF($D528=\"Full\",'Failure Persistence Storage'!EU528,0)","v":0},{"$f":"IF($D528=\"Full\",'Failure Persistence Storage'!EV528,0)","v":0},{"$f":"IF($D528=\"Full\",'Failure Persistence Storage'!EY528,0)","v":0},{"$f":"IF($D528=\"Full\",'Failure Persistence Storage'!EZ528,0)","v":0},{"$f":"IF($D528=\"Full\",'Failure Persistence Storage'!FC528,0)","v":0},{"$f":"IF($D528=\"Full\",'Failure Persistence Storage'!FD528,0)","v":0},{"$f":"IF($D528=\"Full\",'Failure Persistence Storage'!FG528,0)","v":0},{"$f":"IF($D528=\"Full\",'Failure Persistence Storage'!FH528,0)","v":0},{"$f":"IF($D528=\"Full\",'Failure Persistence Storage'!FK528,0)","v":0},{"$f":"IF($D528=\"Full\",'Failure Persistence Storage'!FL528,0)","v":0},{"$f":"IF($D528=\"Full\",'Failure Persistence Storage'!FO528,0)","v":0},{"$f":"IF($D528=\"Full\",'Failure Persistence Storage'!FP528,0)","v":0},{"$f":"IF($D528=\"Full\",'Failure Persistence Storage'!FS528,0)","v":0},{"$f":"IF($D528=\"Full\",'Failure Persistence Storage'!FT528,0)","v":0},{"$f":"IF($D528=\"Full\",'Failure Persistence Storage'!FW528,0)","v":0},{"$f":"IF($D528=\"Full\",'Failure Persistence Storage'!FX528,0)","v":0},{"$f":"IF($D528=\"Full\",'Failure Persistence Storage'!GA528,0)","v":0},{"$f":"IF($D528=\"Full\",'Failure Persistence Storage'!GB528,0)","v":0},{"$f":"IF($D528=\"Full\",'Failure Persistence Storage'!GE528,0)","v":0},{"$f":"IF($D528=\"Full\",'Failure Persistence Storage'!GF528,0)","v":0},{"$f":"IF($D528=\"Full\",'Failure Persistence Storage'!GI528,0)","v":0},{"$f":"IF($D528=\"Full\",'Failure Persistence Storage'!GJ528,0)","v":0},{"$f":"IF($D528=\"Full\",'Failure Persistence Storage'!GM528,0)","v":0},{"$f":"IF($D528=\"Full\",'Failure Persistence Storage'!GN528,0)","v":0},{"$f":"IF($D528=\"Full\",'Failure Persistence Storage'!GQ528,0)","v":0},{"$f":"IF($D528=\"Full\",'Failure Persistence Storage'!GR528,0)","v":0},{"$f":"IF($D528=\"Full\",'Failure Persistence Storage'!GU528,0)","v":0},{"$f":"IF($D528=\"Full\",'Failure Persistence Storage'!GV528,0)","v":0},{"$f":"IF($D528=\"Full\",'Failure Persistence Storage'!GY528,0)","v":0},{"$f":"IF($D528=\"Full\",'Failure Persistence Storage'!GZ528,0)","v":0},{"$f":"IF($D528=\"Full\",'Failure Persistence Storage'!HC528,0)","v":0},{"$f":"IF($D528=\"Full\",'Failure Persistence Storage'!HD528,0)","v":0},{"$f":"IF($D528=\"Full\",'Failure Persistence Storage'!HG528,0)","v":0},{"$f":"IF($D528=\"Full\",'Failure Persistence Storage'!HH528,0)","v":0},{"$f":"IF($D528=\"Full\",'Failure Persistence Storage'!HK528,0)","v":0},{"$f":"IF($D528=\"Full\",'Failure Persistence Storage'!HL528,0)","v":0},{"$f":"IF($D528=\"Full\",'Failure Persistence Storage'!HO528,0)","v":0}]
[null,null,null," ",null,null,null,null,null,null,"Row Number",null,null,null,null,null,null,null,null,null,null,null,null,null,null,null,null," "," "," "," "," "," "," "," "," "," "," "," "," "," "," "," "," "," "," "," "," "," "," "," "," "," "," "," "," "," "," "," "," "," "," "," "," "," "," "," "," "," "," "," "," "," "," "," "," "," "," "," "," "," "," "," "," "," "," "," "," "," "," "," "," "," "," "," "," "," "," "," "," "," "," "," "," "," "," "," "," "," "," "," "," "," "," "," "," "," "," "," "," "," "," "," "," "," "," "," "," "," "," "," "," "," "," "," "," "," "," "," "," "," "," "," "," "," "," "," "," "," "," "," "," "," "," "," "," "," "," "," "," "," "," "," "," "," "," "," "," "," "," "," "," "," "," "," "," "," "," "," "," "," "," "," "," "," "," "," "," "," "," "," "," "," "," "," "," "," "," "," "," "," "," "," "," "," "," "," "," "," "," "," "," "," "," "," "," "," "," "," "," "," "," "," ",null,{"$f":"IF($D532=\"Full\",'Failure Persistence Storage'!AB532,0)","v":0},{"$f":"IF($D532=\"Full\",'Failure Persistence Storage'!AE532,0)","v":0},{"$f":"IF($D532=\"Full\",'Failure Persistence Storage'!AF532,0)","v":0},{"$f":"IF($D532=\"Full\",'Failure Persistence Storage'!AI532,0)","v":0},{"$f":"IF($D532=\"Full\",'Failure Persistence Storage'!AJ532,0)","v":0},{"$f":"IF($D532=\"Full\",'Failure Persistence Storage'!AM532,0)","v":0},{"$f":"IF($D532=\"Full\",'Failure Persistence Storage'!AN532,0)","v":0},{"$f":"IF($D532=\"Full\",'Failure Persistence Storage'!AQ532,0)","v":0},{"$f":"IF($D532=\"Full\",'Failure Persistence Storage'!AR532,0)","v":0},{"$f":"IF($D532=\"Full\",'Failure Persistence Storage'!AU532,0)","v":0},{"$f":"IF($D532=\"Full\",'Failure Persistence Storage'!AV532,0)","v":0},{"$f":"IF($D532=\"Full\",'Failure Persistence Storage'!AY532,0)","v":0},{"$f":"IF($D532=\"Full\",'Failure Persistence Storage'!AZ532,0)","v":0},{"$f":"IF($D532=\"Full\",'Failure Persistence Storage'!BC532,0)","v":0},{"$f":"IF($D532=\"Full\",'Failure Persistence Storage'!BD532,0)","v":0},{"$f":"IF($D532=\"Full\",'Failure Persistence Storage'!BG532,0)","v":0},{"$f":"IF($D532=\"Full\",'Failure Persistence Storage'!BH532,0)","v":0},{"$f":"IF($D532=\"Full\",'Failure Persistence Storage'!BK532,0)","v":0},{"$f":"IF($D532=\"Full\",'Failure Persistence Storage'!BL532,0)","v":0},{"$f":"IF($D532=\"Full\",'Failure Persistence Storage'!BO532,0)","v":0},{"$f":"IF($D532=\"Full\",'Failure Persistence Storage'!BP532,0)","v":0},{"$f":"IF($D532=\"Full\",'Failure Persistence Storage'!BS532,0)","v":0},{"$f":"IF($D532=\"Full\",'Failure Persistence Storage'!BT532,0)","v":0},{"$f":"IF($D532=\"Full\",'Failure Persistence Storage'!BW532,0)","v":0},{"$f":"IF($D532=\"Full\",'Failure Persistence Storage'!BX532,0)","v":0},{"$f":"IF($D532=\"Full\",'Failure Persistence Storage'!CA532,0)","v":0},{"$f":"IF($D532=\"Full\",'Failure Persistence Storage'!CB532,0)","v":0},{"$f":"IF($D532=\"Full\",'Failure Persistence Storage'!CE532,0)","v":0},{"$f":"IF($D532=\"Full\",'Failure Persistence Storage'!CF532,0)","v":0},{"$f":"IF($D532=\"Full\",'Failure Persistence Storage'!CI532,0)","v":0},{"$f":"IF($D532=\"Full\",'Failure Persistence Storage'!CJ532,0)","v":0},{"$f":"IF($D532=\"Full\",'Failure Persistence Storage'!CM532,0)","v":0},{"$f":"IF($D532=\"Full\",'Failure Persistence Storage'!CN532,0)","v":0},{"$f":"IF($D532=\"Full\",'Failure Persistence Storage'!CQ532,0)","v":0},{"$f":"IF($D532=\"Full\",'Failure Persistence Storage'!CR532,0)","v":0},{"$f":"IF($D532=\"Full\",'Failure Persistence Storage'!CU532,0)","v":0},{"$f":"IF($D532=\"Full\",'Failure Persistence Storage'!CV532,0)","v":0},{"$f":"IF($D532=\"Full\",'Failure Persistence Storage'!CY532,0)","v":0},{"$f":"IF($D532=\"Full\",'Failure Persistence Storage'!CZ532,0)","v":0},{"$f":"IF($D532=\"Full\",'Failure Persistence Storage'!DC532,0)","v":0},{"$f":"IF($D532=\"Full\",'Failure Persistence Storage'!DD532,0)","v":0},{"$f":"IF($D532=\"Full\",'Failure Persistence Storage'!DG532,0)","v":0},{"$f":"IF($D532=\"Full\",'Failure Persistence Storage'!DH532,0)","v":0},{"$f":"IF($D532=\"Full\",'Failure Persistence Storage'!DK532,0)","v":0},{"$f":"IF($D532=\"Full\",'Failure Persistence Storage'!DL532,0)","v":0},{"$f":"IF($D532=\"Full\",'Failure Persistence Storage'!DO532,0)","v":0},{"$f":"IF($D532=\"Full\",'Failure Persistence Storage'!DP532,0)","v":0},{"$f":"IF($D532=\"Full\",'Failure Persistence Storage'!DS532,0)","v":0},{"$f":"IF($D532=\"Full\",'Failure Persistence Storage'!DT532,0)","v":0},{"$f":"IF($D532=\"Full\",'Failure Persistence Storage'!DW532,0)","v":0},{"$f":"IF($D532=\"Full\",'Failure Persistence Storage'!DX532,0)","v":0},{"$f":"IF($D532=\"Full\",'Failure Persistence Storage'!EA532,0)","v":0},{"$f":"IF($D532=\"Full\",'Failure Persistence Storage'!EB532,0)","v":0},{"$f":"IF($D532=\"Full\",'Failure Persistence Storage'!EE532,0)","v":0},{"$f":"IF($D532=\"Full\",'Failure Persistence Storage'!EF532,0)","v":0},{"$f":"IF($D532=\"Full\",'Failure Persistence Storage'!EI532,0)","v":0},{"$f":"IF($D532=\"Full\",'Failure Persistence Storage'!EJ532,0)","v":0},{"$f":"IF($D532=\"Full\",'Failure Persistence Storage'!EM532,0)","v":0},{"$f":"IF($D532=\"Full\",'Failure Persistence Storage'!EN532,0)","v":0},{"$f":"IF($D532=\"Full\",'Failure Persistence Storage'!EQ532,0)","v":0},{"$f":"IF($D532=\"Full\",'Failure Persistence Storage'!ER532,0)","v":0},{"$f":"IF($D532=\"Full\",'Failure Persistence Storage'!EU532,0)","v":0},{"$f":"IF($D532=\"Full\",'Failure Persistence Storage'!EV532,0)","v":0},{"$f":"IF($D532=\"Full\",'Failure Persistence Storage'!EY532,0)","v":0},{"$f":"IF($D532=\"Full\",'Failure Persistence Storage'!EZ532,0)","v":0},{"$f":"IF($D532=\"Full\",'Failure Persistence Storage'!FC532,0)","v":0},{"$f":"IF($D532=\"Full\",'Failure Persistence Storage'!FD532,0)","v":0},{"$f":"IF($D532=\"Full\",'Failure Persistence Storage'!FG532,0)","v":0},{"$f":"IF($D532=\"Full\",'Failure Persistence Storage'!FH532,0)","v":0},{"$f":"IF($D532=\"Full\",'Failure Persistence Storage'!FK532,0)","v":0},{"$f":"IF($D532=\"Full\",'Failure Persistence Storage'!FL532,0)","v":0},{"$f":"IF($D532=\"Full\",'Failure Persistence Storage'!FO532,0)","v":0},{"$f":"IF($D532=\"Full\",'Failure Persistence Storage'!FP532,0)","v":0},{"$f":"IF($D532=\"Full\",'Failure Persistence Storage'!FS532,0)","v":0},{"$f":"IF($D532=\"Full\",'Failure Persistence Storage'!FT532,0)","v":0},{"$f":"IF($D532=\"Full\",'Failure Persistence Storage'!FW532,0)","v":0},{"$f":"IF($D532=\"Full\",'Failure Persistence Storage'!FX532,0)","v":0},{"$f":"IF($D532=\"Full\",'Failure Persistence Storage'!GA532,0)","v":0},{"$f":"IF($D532=\"Full\",'Failure Persistence Storage'!GB532,0)","v":0},{"$f":"IF($D532=\"Full\",'Failure Persistence Storage'!GE532,0)","v":0},{"$f":"IF($D532=\"Full\",'Failure Persistence Storage'!GF532,0)","v":0},{"$f":"IF($D532=\"Full\",'Failure Persistence Storage'!GI532,0)","v":0},{"$f":"IF($D532=\"Full\",'Failure Persistence Storage'!GJ532,0)","v":0},{"$f":"IF($D532=\"Full\",'Failure Persistence Storage'!GM532,0)","v":0},{"$f":"IF($D532=\"Full\",'Failure Persistence Storage'!GN532,0)","v":0},{"$f":"IF($D532=\"Full\",'Failure Persistence Storage'!GQ532,0)","v":0},{"$f":"IF($D532=\"Full\",'Failure Persistence Storage'!GR532,0)","v":0},{"$f":"IF($D532=\"Full\",'Failure Persistence Storage'!GU532,0)","v":0},{"$f":"IF($D532=\"Full\",'Failure Persistence Storage'!GV532,0)","v":0},{"$f":"IF($D532=\"Full\",'Failure Persistence Storage'!GY532,0)","v":0},{"$f":"IF($D532=\"Full\",'Failure Persistence Storage'!GZ532,0)","v":0},{"$f":"IF($D532=\"Full\",'Failure Persistence Storage'!HC532,0)","v":0},{"$f":"IF($D532=\"Full\",'Failure Persistence Storage'!HD532,0)","v":0},{"$f":"IF($D532=\"Full\",'Failure Persistence Storage'!HG532,0)","v":0},{"$f":"IF($D532=\"Full\",'Failure Persistence Storage'!HH532,0)","v":0},{"$f":"IF($D532=\"Full\",'Failure Persistence Storage'!HK532,0)","v":0},{"$f":"IF($D532=\"Full\",'Failure Persistence Storage'!HL532,0)","v":0},{"$f":"IF($D532=\"Full\",'Failure Persistence Storage'!HO532,0)","v":0}]
[null,null,null," ",null,null,null,null,null,null,"Row Number",null,null,null,null,null,null,null,null,null,null,null,null,null,null,null,null," "," "," "," "," "," "," "," "," "," "," "," "," "," "," "," "," "," "," "," "," "," "," "," "," "," "," "," "," "," "," "," "," "," "," "," "," "," "," "," "," "," "," "," "," "," "," "," "," "," "," "," "," "," "," "," "," "," "," "," "," "," "," "," "," "," "," "," "," "," "," "," "," "," "," "," "," "," "," "," "," "," "," "," "," "," "," "," "," "," "," "," "," "," "," "," "," "," "," "," "," "," "," "," "," "," "," "," "," "," "," "," "," "," "," "," "," "," "," "," "," "," "," "," "," "," "," "," "," "," "," "," "," "," "," "," "," "," "," "," "," "," "," "," "," "," "," "," "," "," "," "," "," "," "," "," "," "," "," "," "," "," "," "," "," "," "," "," "," "," "," "," "," "," "," "," "," "," "," "," "," "," "," "," "," "," "," "," "," "," "," "," "," "," "," "," ",null,{"$f":"IF($D533=\"Full\",'Failure Persistence Storage'!AB533,0)","v":0},{"$f":"IF($D533=\"Full\",'Failure Persistence Storage'!AE533,0)","v":0},{"$f":"IF($D533=\"Full\",'Failure Persistence Storage'!AF533,0)","v":0},{"$f":"IF($D533=\"Full\",'Failure Persistence Storage'!AI533,0)","v":0},{"$f":"IF($D533=\"Full\",'Failure Persistence Storage'!AJ533,0)","v":0},{"$f":"IF($D533=\"Full\",'Failure Persistence Storage'!AM533,0)","v":0},{"$f":"IF($D533=\"Full\",'Failure Persistence Storage'!AN533,0)","v":0},{"$f":"IF($D533=\"Full\",'Failure Persistence Storage'!AQ533,0)","v":0},{"$f":"IF($D533=\"Full\",'Failure Persistence Storage'!AR533,0)","v":0},{"$f":"IF($D533=\"Full\",'Failure Persistence Storage'!AU533,0)","v":0},{"$f":"IF($D533=\"Full\",'Failure Persistence Storage'!AV533,0)","v":0},{"$f":"IF($D533=\"Full\",'Failure Persistence Storage'!AY533,0)","v":0},{"$f":"IF($D533=\"Full\",'Failure Persistence Storage'!AZ533,0)","v":0},{"$f":"IF($D533=\"Full\",'Failure Persistence Storage'!BC533,0)","v":0},{"$f":"IF($D533=\"Full\",'Failure Persistence Storage'!BD533,0)","v":0},{"$f":"IF($D533=\"Full\",'Failure Persistence Storage'!BG533,0)","v":0},{"$f":"IF($D533=\"Full\",'Failure Persistence Storage'!BH533,0)","v":0},{"$f":"IF($D533=\"Full\",'Failure Persistence Storage'!BK533,0)","v":0},{"$f":"IF($D533=\"Full\",'Failure Persistence Storage'!BL533,0)","v":0},{"$f":"IF($D533=\"Full\",'Failure Persistence Storage'!BO533,0)","v":0},{"$f":"IF($D533=\"Full\",'Failure Persistence Storage'!BP533,0)","v":0},{"$f":"IF($D533=\"Full\",'Failure Persistence Storage'!BS533,0)","v":0},{"$f":"IF($D533=\"Full\",'Failure Persistence Storage'!BT533,0)","v":0},{"$f":"IF($D533=\"Full\",'Failure Persistence Storage'!BW533,0)","v":0},{"$f":"IF($D533=\"Full\",'Failure Persistence Storage'!BX533,0)","v":0},{"$f":"IF($D533=\"Full\",'Failure Persistence Storage'!CA533,0)","v":0},{"$f":"IF($D533=\"Full\",'Failure Persistence Storage'!CB533,0)","v":0},{"$f":"IF($D533=\"Full\",'Failure Persistence Storage'!CE533,0)","v":0},{"$f":"IF($D533=\"Full\",'Failure Persistence Storage'!CF533,0)","v":0},{"$f":"IF($D533=\"Full\",'Failure Persistence Storage'!CI533,0)","v":0},{"$f":"IF($D533=\"Full\",'Failure Persistence Storage'!CJ533,0)","v":0},{"$f":"IF($D533=\"Full\",'Failure Persistence Storage'!CM533,0)","v":0},{"$f":"IF($D533=\"Full\",'Failure Persistence Storage'!CN533,0)","v":0},{"$f":"IF($D533=\"Full\",'Failure Persistence Storage'!CQ533,0)","v":0},{"$f":"IF($D533=\"Full\",'Failure Persistence Storage'!CR533,0)","v":0},{"$f":"IF($D533=\"Full\",'Failure Persistence Storage'!CU533,0)","v":0},{"$f":"IF($D533=\"Full\",'Failure Persistence Storage'!CV533,0)","v":0},{"$f":"IF($D533=\"Full\",'Failure Persistence Storage'!CY533,0)","v":0},{"$f":"IF($D533=\"Full\",'Failure Persistence Storage'!CZ533,0)","v":0},{"$f":"IF($D533=\"Full\",'Failure Persistence Storage'!DC533,0)","v":0},{"$f":"IF($D533=\"Full\",'Failure Persistence Storage'!DD533,0)","v":0},{"$f":"IF($D533=\"Full\",'Failure Persistence Storage'!DG533,0)","v":0},{"$f":"IF($D533=\"Full\",'Failure Persistence Storage'!DH533,0)","v":0},{"$f":"IF($D533=\"Full\",'Failure Persistence Storage'!DK533,0)","v":0},{"$f":"IF($D533=\"Full\",'Failure Persistence Storage'!DL533,0)","v":0},{"$f":"IF($D533=\"Full\",'Failure Persistence Storage'!DO533,0)","v":0},{"$f":"IF($D533=\"Full\",'Failure Persistence Storage'!DP533,0)","v":0},{"$f":"IF($D533=\"Full\",'Failure Persistence Storage'!DS533,0)","v":0},{"$f":"IF($D533=\"Full\",'Failure Persistence Storage'!DT533,0)","v":0},{"$f":"IF($D533=\"Full\",'Failure Persistence Storage'!DW533,0)","v":0},{"$f":"IF($D533=\"Full\",'Failure Persistence Storage'!DX533,0)","v":0},{"$f":"IF($D533=\"Full\",'Failure Persistence Storage'!EA533,0)","v":0},{"$f":"IF($D533=\"Full\",'Failure Persistence Storage'!EB533,0)","v":0},{"$f":"IF($D533=\"Full\",'Failure Persistence Storage'!EE533,0)","v":0},{"$f":"IF($D533=\"Full\",'Failure Persistence Storage'!EF533,0)","v":0},{"$f":"IF($D533=\"Full\",'Failure Persistence Storage'!EI533,0)","v":0},{"$f":"IF($D533=\"Full\",'Failure Persistence Storage'!EJ533,0)","v":0},{"$f":"IF($D533=\"Full\",'Failure Persistence Storage'!EM533,0)","v":0},{"$f":"IF($D533=\"Full\",'Failure Persistence Storage'!EN533,0)","v":0},{"$f":"IF($D533=\"Full\",'Failure Persistence Storage'!EQ533,0)","v":0},{"$f":"IF($D533=\"Full\",'Failure Persistence Storage'!ER533,0)","v":0},{"$f":"IF($D533=\"Full\",'Failure Persistence Storage'!EU533,0)","v":0},{"$f":"IF($D533=\"Full\",'Failure Persistence Storage'!EV533,0)","v":0},{"$f":"IF($D533=\"Full\",'Failure Persistence Storage'!EY533,0)","v":0},{"$f":"IF($D533=\"Full\",'Failure Persistence Storage'!EZ533,0)","v":0},{"$f":"IF($D533=\"Full\",'Failure Persistence Storage'!FC533,0)","v":0},{"$f":"IF($D533=\"Full\",'Failure Persistence Storage'!FD533,0)","v":0},{"$f":"IF($D533=\"Full\",'Failure Persistence Storage'!FG533,0)","v":0},{"$f":"IF($D533=\"Full\",'Failure Persistence Storage'!FH533,0)","v":0},{"$f":"IF($D533=\"Full\",'Failure Persistence Storage'!FK533,0)","v":0},{"$f":"IF($D533=\"Full\",'Failure Persistence Storage'!FL533,0)","v":0},{"$f":"IF($D533=\"Full\",'Failure Persistence Storage'!FO533,0)","v":0},{"$f":"IF($D533=\"Full\",'Failure Persistence Storage'!FP533,0)","v":0},{"$f":"IF($D533=\"Full\",'Failure Persistence Storage'!FS533,0)","v":0},{"$f":"IF($D533=\"Full\",'Failure Persistence Storage'!FT533,0)","v":0},{"$f":"IF($D533=\"Full\",'Failure Persistence Storage'!FW533,0)","v":0},{"$f":"IF($D533=\"Full\",'Failure Persistence Storage'!FX533,0)","v":0},{"$f":"IF($D533=\"Full\",'Failure Persistence Storage'!GA533,0)","v":0},{"$f":"IF($D533=\"Full\",'Failure Persistence Storage'!GB533,0)","v":0},{"$f":"IF($D533=\"Full\",'Failure Persistence Storage'!GE533,0)","v":0},{"$f":"IF($D533=\"Full\",'Failure Persistence Storage'!GF533,0)","v":0},{"$f":"IF($D533=\"Full\",'Failure Persistence Storage'!GI533,0)","v":0},{"$f":"IF($D533=\"Full\",'Failure Persistence Storage'!GJ533,0)","v":0},{"$f":"IF($D533=\"Full\",'Failure Persistence Storage'!GM533,0)","v":0},{"$f":"IF($D533=\"Full\",'Failure Persistence Storage'!GN533,0)","v":0},{"$f":"IF($D533=\"Full\",'Failure Persistence Storage'!GQ533,0)","v":0},{"$f":"IF($D533=\"Full\",'Failure Persistence Storage'!GR533,0)","v":0},{"$f":"IF($D533=\"Full\",'Failure Persistence Storage'!GU533,0)","v":0},{"$f":"IF($D533=\"Full\",'Failure Persistence Storage'!GV533,0)","v":0},{"$f":"IF($D533=\"Full\",'Failure Persistence Storage'!GY533,0)","v":0},{"$f":"IF($D533=\"Full\",'Failure Persistence Storage'!GZ533,0)","v":0},{"$f":"IF($D533=\"Full\",'Failure Persistence Storage'!HC533,0)","v":0},{"$f":"IF($D533=\"Full\",'Failure Persistence Storage'!HD533,0)","v":0},{"$f":"IF($D533=\"Full\",'Failure Persistence Storage'!HG533,0)","v":0},{"$f":"IF($D533=\"Full\",'Failure Persistence Storage'!HH533,0)","v":0},{"$f":"IF($D533=\"Full\",'Failure Persistence Storage'!HK533,0)","v":0},{"$f":"IF($D533=\"Full\",'Failure Persistence Storage'!HL533,0)","v":0},{"$f":"IF($D533=\"Full\",'Failure Persistence Storage'!HO533,0)","v":0}]
[null,null,null," ",null,null,null,null,null,null,"Row Number",null,null,null,null,null,null,null,null,null,null,null,null,null,null,null,null," "," "," "," "," "," "," "," "," "," "," "," "," "," "," "," "," "," "," "," "," "," "," "," "," "," "," "," "," "," "," "," "," "," "," "," "," "," "," "," "," "," "," "," "," "," "," "," "," "," "," "," "," "," "," "," "," "," "," "," "," "," "," "," "," "," "," "," "," "," "," "," "," "," "," "," "," "," "," "," "," "," "," "," "," "," "," "," "," "," "," "," "," "," "," "," "," "," "," "," "," "," "," "," "," "," "," "," "," "," "," "," "," "," "," "," "," "," "," "," "," "," "," "," "," "," "," "," "," "," "," "," "," "," "," "," "," "," "," "," "," "," "," "," "," "," "," "," "," "," "," "," "," "," "," "," "," "," "," "," "," "," "," "," "," "," "," "," "," "," "," "," "," "," "," "," "," "," "," "," "," "," "," "," "," "," "," "," "," "," "," "," "," "," "," "," ",null,{"$f":"IF($D537=\"Full\",'Failure Persistence Storage'!AB537,0)","v":0},{"$f":"IF($D537=\"Full\",'Failure Persistence Storage'!AE537,0)","v":0},{"$f":"IF($D537=\"Full\",'Failure Persistence Storage'!AF537,0)","v":0},{"$f":"IF($D537=\"Full\",'Failure Persistence Storage'!AI537,0)","v":0},{"$f":"IF($D537=\"Full\",'Failure Persistence Storage'!AJ537,0)","v":0},{"$f":"IF($D537=\"Full\",'Failure Persistence Storage'!AM537,0)","v":0},{"$f":"IF($D537=\"Full\",'Failure Persistence Storage'!AN537,0)","v":0},{"$f":"IF($D537=\"Full\",'Failure Persistence Storage'!AQ537,0)","v":0},{"$f":"IF($D537=\"Full\",'Failure Persistence Storage'!AR537,0)","v":0},{"$f":"IF($D537=\"Full\",'Failure Persistence Storage'!AU537,0)","v":0},{"$f":"IF($D537=\"Full\",'Failure Persistence Storage'!AV537,0)","v":0},{"$f":"IF($D537=\"Full\",'Failure Persistence Storage'!AY537,0)","v":0},{"$f":"IF($D537=\"Full\",'Failure Persistence Storage'!AZ537,0)","v":0},{"$f":"IF($D537=\"Full\",'Failure Persistence Storage'!BC537,0)","v":0},{"$f":"IF($D537=\"Full\",'Failure Persistence Storage'!BD537,0)","v":0},{"$f":"IF($D537=\"Full\",'Failure Persistence Storage'!BG537,0)","v":0},{"$f":"IF($D537=\"Full\",'Failure Persistence Storage'!BH537,0)","v":0},{"$f":"IF($D537=\"Full\",'Failure Persistence Storage'!BK537,0)","v":0},{"$f":"IF($D537=\"Full\",'Failure Persistence Storage'!BL537,0)","v":0},{"$f":"IF($D537=\"Full\",'Failure Persistence Storage'!BO537,0)","v":0},{"$f":"IF($D537=\"Full\",'Failure Persistence Storage'!BP537,0)","v":0},{"$f":"IF($D537=\"Full\",'Failure Persistence Storage'!BS537,0)","v":0},{"$f":"IF($D537=\"Full\",'Failure Persistence Storage'!BT537,0)","v":0},{"$f":"IF($D537=\"Full\",'Failure Persistence Storage'!BW537,0)","v":0},{"$f":"IF($D537=\"Full\",'Failure Persistence Storage'!BX537,0)","v":0},{"$f":"IF($D537=\"Full\",'Failure Persistence Storage'!CA537,0)","v":0},{"$f":"IF($D537=\"Full\",'Failure Persistence Storage'!CB537,0)","v":0},{"$f":"IF($D537=\"Full\",'Failure Persistence Storage'!CE537,0)","v":0},{"$f":"IF($D537=\"Full\",'Failure Persistence Storage'!CF537,0)","v":0},{"$f":"IF($D537=\"Full\",'Failure Persistence Storage'!CI537,0)","v":0},{"$f":"IF($D537=\"Full\",'Failure Persistence Storage'!CJ537,0)","v":0},{"$f":"IF($D537=\"Full\",'Failure Persistence Storage'!CM537,0)","v":0},{"$f":"IF($D537=\"Full\",'Failure Persistence Storage'!CN537,0)","v":0},{"$f":"IF($D537=\"Full\",'Failure Persistence Storage'!CQ537,0)","v":0},{"$f":"IF($D537=\"Full\",'Failure Persistence Storage'!CR537,0)","v":0},{"$f":"IF($D537=\"Full\",'Failure Persistence Storage'!CU537,0)","v":0},{"$f":"IF($D537=\"Full\",'Failure Persistence Storage'!CV537,0)","v":0},{"$f":"IF($D537=\"Full\",'Failure Persistence Storage'!CY537,0)","v":0},{"$f":"IF($D537=\"Full\",'Failure Persistence Storage'!CZ537,0)","v":0},{"$f":"IF($D537=\"Full\",'Failure Persistence Storage'!DC537,0)","v":0},{"$f":"IF($D537=\"Full\",'Failure Persistence Storage'!DD537,0)","v":0},{"$f":"IF($D537=\"Full\",'Failure Persistence Storage'!DG537,0)","v":0},{"$f":"IF($D537=\"Full\",'Failure Persistence Storage'!DH537,0)","v":0},{"$f":"IF($D537=\"Full\",'Failure Persistence Storage'!DK537,0)","v":0},{"$f":"IF($D537=\"Full\",'Failure Persistence Storage'!DL537,0)","v":0},{"$f":"IF($D537=\"Full\",'Failure Persistence Storage'!DO537,0)","v":0},{"$f":"IF($D537=\"Full\",'Failure Persistence Storage'!DP537,0)","v":0},{"$f":"IF($D537=\"Full\",'Failure Persistence Storage'!DS537,0)","v":0},{"$f":"IF($D537=\"Full\",'Failure Persistence Storage'!DT537,0)","v":0},{"$f":"IF($D537=\"Full\",'Failure Persistence Storage'!DW537,0)","v":0},{"$f":"IF($D537=\"Full\",'Failure Persistence Storage'!DX537,0)","v":0},{"$f":"IF($D537=\"Full\",'Failure Persistence Storage'!EA537,0)","v":0},{"$f":"IF($D537=\"Full\",'Failure Persistence Storage'!EB537,0)","v":0},{"$f":"IF($D537=\"Full\",'Failure Persistence Storage'!EE537,0)","v":0},{"$f":"IF($D537=\"Full\",'Failure Persistence Storage'!EF537,0)","v":0},{"$f":"IF($D537=\"Full\",'Failure Persistence Storage'!EI537,0)","v":0},{"$f":"IF($D537=\"Full\",'Failure Persistence Storage'!EJ537,0)","v":0},{"$f":"IF($D537=\"Full\",'Failure Persistence Storage'!EM537,0)","v":0},{"$f":"IF($D537=\"Full\",'Failure Persistence Storage'!EN537,0)","v":0},{"$f":"IF($D537=\"Full\",'Failure Persistence Storage'!EQ537,0)","v":0},{"$f":"IF($D537=\"Full\",'Failure Persistence Storage'!ER537,0)","v":0},{"$f":"IF($D537=\"Full\",'Failure Persistence Storage'!EU537,0)","v":0},{"$f":"IF($D537=\"Full\",'Failure Persistence Storage'!EV537,0)","v":0},{"$f":"IF($D537=\"Full\",'Failure Persistence Storage'!EY537,0)","v":0},{"$f":"IF($D537=\"Full\",'Failure Persistence Storage'!EZ537,0)","v":0},{"$f":"IF($D537=\"Full\",'Failure Persistence Storage'!FC537,0)","v":0},{"$f":"IF($D537=\"Full\",'Failure Persistence Storage'!FD537,0)","v":0},{"$f":"IF($D537=\"Full\",'Failure Persistence Storage'!FG537,0)","v":0},{"$f":"IF($D537=\"Full\",'Failure Persistence Storage'!FH537,0)","v":0},{"$f":"IF($D537=\"Full\",'Failure Persistence Storage'!FK537,0)","v":0},{"$f":"IF($D537=\"Full\",'Failure Persistence Storage'!FL537,0)","v":0},{"$f":"IF($D537=\"Full\",'Failure Persistence Storage'!FO537,0)","v":0},{"$f":"IF($D537=\"Full\",'Failure Persistence Storage'!FP537,0)","v":0},{"$f":"IF($D537=\"Full\",'Failure Persistence Storage'!FS537,0)","v":0},{"$f":"IF($D537=\"Full\",'Failure Persistence Storage'!FT537,0)","v":0},{"$f":"IF($D537=\"Full\",'Failure Persistence Storage'!FW537,0)","v":0},{"$f":"IF($D537=\"Full\",'Failure Persistence Storage'!FX537,0)","v":0},{"$f":"IF($D537=\"Full\",'Failure Persistence Storage'!GA537,0)","v":0},{"$f":"IF($D537=\"Full\",'Failure Persistence Storage'!GB537,0)","v":0},{"$f":"IF($D537=\"Full\",'Failure Persistence Storage'!GE537,0)","v":0},{"$f":"IF($D537=\"Full\",'Failure Persistence Storage'!GF537,0)","v":0},{"$f":"IF($D537=\"Full\",'Failure Persistence Storage'!GI537,0)","v":0},{"$f":"IF($D537=\"Full\",'Failure Persistence Storage'!GJ537,0)","v":0},{"$f":"IF($D537=\"Full\",'Failure Persistence Storage'!GM537,0)","v":0},{"$f":"IF($D537=\"Full\",'Failure Persistence Storage'!GN537,0)","v":0},{"$f":"IF($D537=\"Full\",'Failure Persistence Storage'!GQ537,0)","v":0},{"$f":"IF($D537=\"Full\",'Failure Persistence Storage'!GR537,0)","v":0},{"$f":"IF($D537=\"Full\",'Failure Persistence Storage'!GU537,0)","v":0},{"$f":"IF($D537=\"Full\",'Failure Persistence Storage'!GV537,0)","v":0},{"$f":"IF($D537=\"Full\",'Failure Persistence Storage'!GY537,0)","v":0},{"$f":"IF($D537=\"Full\",'Failure Persistence Storage'!GZ537,0)","v":0},{"$f":"IF($D537=\"Full\",'Failure Persistence Storage'!HC537,0)","v":0},{"$f":"IF($D537=\"Full\",'Failure Persistence Storage'!HD537,0)","v":0},{"$f":"IF($D537=\"Full\",'Failure Persistence Storage'!HG537,0)","v":0},{"$f":"IF($D537=\"Full\",'Failure Persistence Storage'!HH537,0)","v":0},{"$f":"IF($D537=\"Full\",'Failure Persistence Storage'!HK537,0)","v":0},{"$f":"IF($D537=\"Full\",'Failure Persistence Storage'!HL537,0)","v":0},{"$f":"IF($D537=\"Full\",'Failure Persistence Storage'!HO537,0)","v":0}]
[null,null,null," ",null,null,null,null,null,null,"Row Number",null,null,null,null,null,null,null,null,null,null,null,null,null,null,null,null," "," "," "," "," "," "," "," "," "," "," "," "," "," "," "," "," "," "," "," "," "," "," "," "," "," "," "," "," "," "," "," "," "," "," "," "," "," "," "," "," "," "," "," "," "," "," "," "," "," "," "," "," "," "," "," "," "," "," "," "," "," "," "," "," "," "," "," "," "," "," "," "," "," "," "," "," "," "," "," "," "," "," "," "," "," "," "," "," "," "," "," "," "," "," "," "," "," "," "," "," "," "," "," "," "," "," "," "," "," "," "," "," "," "," "," "," "," "," "," "," "," "," "," "," "," "," "," "," "," "," "," "," "," "," "," "," "," "," "," "," "," "," "," "," "," "," "," "," "," "," "," "," "," "," "," "," "," "," "," "," "," "," "," "," "," "," "," "," "," "," "," "," "," "," "," "," "," "," "," "," "," "," "," "," "," "," "," "," "," "," "," "," "," "," "," ",null,{"$f":"IF($D542=\"Full\",'Failure Persistence Storage'!AB542,0)","v":0},{"$f":"IF($D542=\"Full\",'Failure Persistence Storage'!AE542,0)","v":0},{"$f":"IF($D542=\"Full\",'Failure Persistence Storage'!AF542,0)","v":0},{"$f":"IF($D542=\"Full\",'Failure Persistence Storage'!AI542,0)","v":0},{"$f":"IF($D542=\"Full\",'Failure Persistence Storage'!AJ542,0)","v":0},{"$f":"IF($D542=\"Full\",'Failure Persistence Storage'!AM542,0)","v":0},{"$f":"IF($D542=\"Full\",'Failure Persistence Storage'!AN542,0)","v":0},{"$f":"IF($D542=\"Full\",'Failure Persistence Storage'!AQ542,0)","v":0},{"$f":"IF($D542=\"Full\",'Failure Persistence Storage'!AR542,0)","v":0},{"$f":"IF($D542=\"Full\",'Failure Persistence Storage'!AU542,0)","v":0},{"$f":"IF($D542=\"Full\",'Failure Persistence Storage'!AV542,0)","v":0},{"$f":"IF($D542=\"Full\",'Failure Persistence Storage'!AY542,0)","v":0},{"$f":"IF($D542=\"Full\",'Failure Persistence Storage'!AZ542,0)","v":0},{"$f":"IF($D542=\"Full\",'Failure Persistence Storage'!BC542,0)","v":0},{"$f":"IF($D542=\"Full\",'Failure Persistence Storage'!BD542,0)","v":0},{"$f":"IF($D542=\"Full\",'Failure Persistence Storage'!BG542,0)","v":0},{"$f":"IF($D542=\"Full\",'Failure Persistence Storage'!BH542,0)","v":0},{"$f":"IF($D542=\"Full\",'Failure Persistence Storage'!BK542,0)","v":0},{"$f":"IF($D542=\"Full\",'Failure Persistence Storage'!BL542,0)","v":0},{"$f":"IF($D542=\"Full\",'Failure Persistence Storage'!BO542,0)","v":0},{"$f":"IF($D542=\"Full\",'Failure Persistence Storage'!BP542,0)","v":0},{"$f":"IF($D542=\"Full\",'Failure Persistence Storage'!BS542,0)","v":0},{"$f":"IF($D542=\"Full\",'Failure Persistence Storage'!BT542,0)","v":0},{"$f":"IF($D542=\"Full\",'Failure Persistence Storage'!BW542,0)","v":0},{"$f":"IF($D542=\"Full\",'Failure Persistence Storage'!BX542,0)","v":0},{"$f":"IF($D542=\"Full\",'Failure Persistence Storage'!CA542,0)","v":0},{"$f":"IF($D542=\"Full\",'Failure Persistence Storage'!CB542,0)","v":0},{"$f":"IF($D542=\"Full\",'Failure Persistence Storage'!CE542,0)","v":0},{"$f":"IF($D542=\"Full\",'Failure Persistence Storage'!CF542,0)","v":0},{"$f":"IF($D542=\"Full\",'Failure Persistence Storage'!CI542,0)","v":0},{"$f":"IF($D542=\"Full\",'Failure Persistence Storage'!CJ542,0)","v":0},{"$f":"IF($D542=\"Full\",'Failure Persistence Storage'!CM542,0)","v":0},{"$f":"IF($D542=\"Full\",'Failure Persistence Storage'!CN542,0)","v":0},{"$f":"IF($D542=\"Full\",'Failure Persistence Storage'!CQ542,0)","v":0},{"$f":"IF($D542=\"Full\",'Failure Persistence Storage'!CR542,0)","v":0},{"$f":"IF($D542=\"Full\",'Failure Persistence Storage'!CU542,0)","v":0},{"$f":"IF($D542=\"Full\",'Failure Persistence Storage'!CV542,0)","v":0},{"$f":"IF($D542=\"Full\",'Failure Persistence Storage'!CY542,0)","v":0},{"$f":"IF($D542=\"Full\",'Failure Persistence Storage'!CZ542,0)","v":0},{"$f":"IF($D542=\"Full\",'Failure Persistence Storage'!DC542,0)","v":0},{"$f":"IF($D542=\"Full\",'Failure Persistence Storage'!DD542,0)","v":0},{"$f":"IF($D542=\"Full\",'Failure Persistence Storage'!DG542,0)","v":0},{"$f":"IF($D542=\"Full\",'Failure Persistence Storage'!DH542,0)","v":0},{"$f":"IF($D542=\"Full\",'Failure Persistence Storage'!DK542,0)","v":0},{"$f":"IF($D542=\"Full\",'Failure Persistence Storage'!DL542,0)","v":0},{"$f":"IF($D542=\"Full\",'Failure Persistence Storage'!DO542,0)","v":0},{"$f":"IF($D542=\"Full\",'Failure Persistence Storage'!DP542,0)","v":0},{"$f":"IF($D542=\"Full\",'Failure Persistence Storage'!DS542,0)","v":0},{"$f":"IF($D542=\"Full\",'Failure Persistence Storage'!DT542,0)","v":0},{"$f":"IF($D542=\"Full\",'Failure Persistence Storage'!DW542,0)","v":0},{"$f":"IF($D542=\"Full\",'Failure Persistence Storage'!DX542,0)","v":0},{"$f":"IF($D542=\"Full\",'Failure Persistence Storage'!EA542,0)","v":0},{"$f":"IF($D542=\"Full\",'Failure Persistence Storage'!EB542,0)","v":0},{"$f":"IF($D542=\"Full\",'Failure Persistence Storage'!EE542,0)","v":0},{"$f":"IF($D542=\"Full\",'Failure Persistence Storage'!EF542,0)","v":0},{"$f":"IF($D542=\"Full\",'Failure Persistence Storage'!EI542,0)","v":0},{"$f":"IF($D542=\"Full\",'Failure Persistence Storage'!EJ542,0)","v":0},{"$f":"IF($D542=\"Full\",'Failure Persistence Storage'!EM542,0)","v":0},{"$f":"IF($D542=\"Full\",'Failure Persistence Storage'!EN542,0)","v":0},{"$f":"IF($D542=\"Full\",'Failure Persistence Storage'!EQ542,0)","v":0},{"$f":"IF($D542=\"Full\",'Failure Persistence Storage'!ER542,0)","v":0},{"$f":"IF($D542=\"Full\",'Failure Persistence Storage'!EU542,0)","v":0},{"$f":"IF($D542=\"Full\",'Failure Persistence Storage'!EV542,0)","v":0},{"$f":"IF($D542=\"Full\",'Failure Persistence Storage'!EY542,0)","v":0},{"$f":"IF($D542=\"Full\",'Failure Persistence Storage'!EZ542,0)","v":0},{"$f":"IF($D542=\"Full\",'Failure Persistence Storage'!FC542,0)","v":0},{"$f":"IF($D542=\"Full\",'Failure Persistence Storage'!FD542,0)","v":0},{"$f":"IF($D542=\"Full\",'Failure Persistence Storage'!FG542,0)","v":0},{"$f":"IF($D542=\"Full\",'Failure Persistence Storage'!FH542,0)","v":0},{"$f":"IF($D542=\"Full\",'Failure Persistence Storage'!FK542,0)","v":0},{"$f":"IF($D542=\"Full\",'Failure Persistence Storage'!FL542,0)","v":0},{"$f":"IF($D542=\"Full\",'Failure Persistence Storage'!FO542,0)","v":0},{"$f":"IF($D542=\"Full\",'Failure Persistence Storage'!FP542,0)","v":0},{"$f":"IF($D542=\"Full\",'Failure Persistence Storage'!FS542,0)","v":0},{"$f":"IF($D542=\"Full\",'Failure Persistence Storage'!FT542,0)","v":0},{"$f":"IF($D542=\"Full\",'Failure Persistence Storage'!FW542,0)","v":0},{"$f":"IF($D542=\"Full\",'Failure Persistence Storage'!FX542,0)","v":0},{"$f":"IF($D542=\"Full\",'Failure Persistence Storage'!GA542,0)","v":0},{"$f":"IF($D542=\"Full\",'Failure Persistence Storage'!GB542,0)","v":0},{"$f":"IF($D542=\"Full\",'Failure Persistence Storage'!GE542,0)","v":0},{"$f":"IF($D542=\"Full\",'Failure Persistence Storage'!GF542,0)","v":0},{"$f":"IF($D542=\"Full\",'Failure Persistence Storage'!GI542,0)","v":0},{"$f":"IF($D542=\"Full\",'Failure Persistence Storage'!GJ542,0)","v":0},{"$f":"IF($D542=\"Full\",'Failure Persistence Storage'!GM542,0)","v":0},{"$f":"IF($D542=\"Full\",'Failure Persistence Storage'!GN542,0)","v":0},{"$f":"IF($D542=\"Full\",'Failure Persistence Storage'!GQ542,0)","v":0},{"$f":"IF($D542=\"Full\",'Failure Persistence Storage'!GR542,0)","v":0},{"$f":"IF($D542=\"Full\",'Failure Persistence Storage'!GU542,0)","v":0},{"$f":"IF($D542=\"Full\",'Failure Persistence Storage'!GV542,0)","v":0},{"$f":"IF($D542=\"Full\",'Failure Persistence Storage'!GY542,0)","v":0},{"$f":"IF($D542=\"Full\",'Failure Persistence Storage'!GZ542,0)","v":0},{"$f":"IF($D542=\"Full\",'Failure Persistence Storage'!HC542,0)","v":0},{"$f":"IF($D542=\"Full\",'Failure Persistence Storage'!HD542,0)","v":0},{"$f":"IF($D542=\"Full\",'Failure Persistence Storage'!HG542,0)","v":0},{"$f":"IF($D542=\"Full\",'Failure Persistence Storage'!HH542,0)","v":0},{"$f":"IF($D542=\"Full\",'Failure Persistence Storage'!HK542,0)","v":0},{"$f":"IF($D542=\"Full\",'Failure Persistence Storage'!HL542,0)","v":0},{"$f":"IF($D542=\"Full\",'Failure Persistence Storage'!HO542,0)","v":0}]
[null,null,null," ",null,null,null,null,null,null,"Row Number",null,null,null,null,null,null,null,null,null,null,null,null,null,null,null,null," "," "," "," "," "," "," "," "," "," "," "," "," "," "," "," "," "," "," "," "," "," "," "," "," "," "," "," "," "," "," "," "," "," "," "," "," "," "," "," "," "," "," "," "," "," "," "," "," "," "," "," "," "," "," "," "," "," "," "," "," "," "," "," "," "," "," "," "," "," "," "," "," "," "," "," "," "," "," "," "," "," "," "," "," "," "," "," "," "," "," "," "," "," "," "," "," "," "," "," "," "," "," "," "," "," "," "," "," "," "," "," "," "," "," "," "," "," "," "," "," "," "," "," "," "," "," "," "," "," "," "," "," "," "," "," "," "," "," "," "," "," "," "," "," "," "," "," "," "," "," "," "," "," "," "," "," "," "," "," "," "," "," "," "," "," "," "," "," "," "," "," "," "," "," "," "," "," "," "," "," "," "," "," "," "," "," "," "," "," "," "," "," "," "," "," ",null,{"$f":"IF($D545=\"Full\",'Failure Persistence Storage'!AB545,0)","v":0},{"$f":"IF($D545=\"Full\",'Failure Persistence Storage'!AE545,0)","v":0},{"$f":"IF($D545=\"Full\",'Failure Persistence Storage'!AF545,0)","v":0},{"$f":"IF($D545=\"Full\",'Failure Persistence Storage'!AI545,0)","v":0},{"$f":"IF($D545=\"Full\",'Failure Persistence Storage'!AJ545,0)","v":0},{"$f":"IF($D545=\"Full\",'Failure Persistence Storage'!AM545,0)","v":0},{"$f":"IF($D545=\"Full\",'Failure Persistence Storage'!AN545,0)","v":0},{"$f":"IF($D545=\"Full\",'Failure Persistence Storage'!AQ545,0)","v":0},{"$f":"IF($D545=\"Full\",'Failure Persistence Storage'!AR545,0)","v":0},{"$f":"IF($D545=\"Full\",'Failure Persistence Storage'!AU545,0)","v":0},{"$f":"IF($D545=\"Full\",'Failure Persistence Storage'!AV545,0)","v":0},{"$f":"IF($D545=\"Full\",'Failure Persistence Storage'!AY545,0)","v":0},{"$f":"IF($D545=\"Full\",'Failure Persistence Storage'!AZ545,0)","v":0},{"$f":"IF($D545=\"Full\",'Failure Persistence Storage'!BC545,0)","v":0},{"$f":"IF($D545=\"Full\",'Failure Persistence Storage'!BD545,0)","v":0},{"$f":"IF($D545=\"Full\",'Failure Persistence Storage'!BG545,0)","v":0},{"$f":"IF($D545=\"Full\",'Failure Persistence Storage'!BH545,0)","v":0},{"$f":"IF($D545=\"Full\",'Failure Persistence Storage'!BK545,0)","v":0},{"$f":"IF($D545=\"Full\",'Failure Persistence Storage'!BL545,0)","v":0},{"$f":"IF($D545=\"Full\",'Failure Persistence Storage'!BO545,0)","v":0},{"$f":"IF($D545=\"Full\",'Failure Persistence Storage'!BP545,0)","v":0},{"$f":"IF($D545=\"Full\",'Failure Persistence Storage'!BS545,0)","v":0},{"$f":"IF($D545=\"Full\",'Failure Persistence Storage'!BT545,0)","v":0},{"$f":"IF($D545=\"Full\",'Failure Persistence Storage'!BW545,0)","v":0},{"$f":"IF($D545=\"Full\",'Failure Persistence Storage'!BX545,0)","v":0},{"$f":"IF($D545=\"Full\",'Failure Persistence Storage'!CA545,0)","v":0},{"$f":"IF($D545=\"Full\",'Failure Persistence Storage'!CB545,0)","v":0},{"$f":"IF($D545=\"Full\",'Failure Persistence Storage'!CE545,0)","v":0},{"$f":"IF($D545=\"Full\",'Failure Persistence Storage'!CF545,0)","v":0},{"$f":"IF($D545=\"Full\",'Failure Persistence Storage'!CI545,0)","v":0},{"$f":"IF($D545=\"Full\",'Failure Persistence Storage'!CJ545,0)","v":0},{"$f":"IF($D545=\"Full\",'Failure Persistence Storage'!CM545,0)","v":0},{"$f":"IF($D545=\"Full\",'Failure Persistence Storage'!CN545,0)","v":0},{"$f":"IF($D545=\"Full\",'Failure Persistence Storage'!CQ545,0)","v":0},{"$f":"IF($D545=\"Full\",'Failure Persistence Storage'!CR545,0)","v":0},{"$f":"IF($D545=\"Full\",'Failure Persistence Storage'!CU545,0)","v":0},{"$f":"IF($D545=\"Full\",'Failure Persistence Storage'!CV545,0)","v":0},{"$f":"IF($D545=\"Full\",'Failure Persistence Storage'!CY545,0)","v":0},{"$f":"IF($D545=\"Full\",'Failure Persistence Storage'!CZ545,0)","v":0},{"$f":"IF($D545=\"Full\",'Failure Persistence Storage'!DC545,0)","v":0},{"$f":"IF($D545=\"Full\",'Failure Persistence Storage'!DD545,0)","v":0},{"$f":"IF($D545=\"Full\",'Failure Persistence Storage'!DG545,0)","v":0},{"$f":"IF($D545=\"Full\",'Failure Persistence Storage'!DH545,0)","v":0},{"$f":"IF($D545=\"Full\",'Failure Persistence Storage'!DK545,0)","v":0},{"$f":"IF($D545=\"Full\",'Failure Persistence Storage'!DL545,0)","v":0},{"$f":"IF($D545=\"Full\",'Failure Persistence Storage'!DO545,0)","v":0},{"$f":"IF($D545=\"Full\",'Failure Persistence Storage'!DP545,0)","v":0},{"$f":"IF($D545=\"Full\",'Failure Persistence Storage'!DS545,0)","v":0},{"$f":"IF($D545=\"Full\",'Failure Persistence Storage'!DT545,0)","v":0},{"$f":"IF($D545=\"Full\",'Failure Persistence Storage'!DW545,0)","v":0},{"$f":"IF($D545=\"Full\",'Failure Persistence Storage'!DX545,0)","v":0},{"$f":"IF($D545=\"Full\",'Failure Persistence Storage'!EA545,0)","v":0},{"$f":"IF($D545=\"Full\",'Failure Persistence Storage'!EB545,0)","v":0},{"$f":"IF($D545=\"Full\",'Failure Persistence Storage'!EE545,0)","v":0},{"$f":"IF($D545=\"Full\",'Failure Persistence Storage'!EF545,0)","v":0},{"$f":"IF($D545=\"Full\",'Failure Persistence Storage'!EI545,0)","v":0},{"$f":"IF($D545=\"Full\",'Failure Persistence Storage'!EJ545,0)","v":0},{"$f":"IF($D545=\"Full\",'Failure Persistence Storage'!EM545,0)","v":0},{"$f":"IF($D545=\"Full\",'Failure Persistence Storage'!EN545,0)","v":0},{"$f":"IF($D545=\"Full\",'Failure Persistence Storage'!EQ545,0)","v":0},{"$f":"IF($D545=\"Full\",'Failure Persistence Storage'!ER545,0)","v":0},{"$f":"IF($D545=\"Full\",'Failure Persistence Storage'!EU545,0)","v":0},{"$f":"IF($D545=\"Full\",'Failure Persistence Storage'!EV545,0)","v":0},{"$f":"IF($D545=\"Full\",'Failure Persistence Storage'!EY545,0)","v":0},{"$f":"IF($D545=\"Full\",'Failure Persistence Storage'!EZ545,0)","v":0},{"$f":"IF($D545=\"Full\",'Failure Persistence Storage'!FC545,0)","v":0},{"$f":"IF($D545=\"Full\",'Failure Persistence Storage'!FD545,0)","v":0},{"$f":"IF($D545=\"Full\",'Failure Persistence Storage'!FG545,0)","v":0},{"$f":"IF($D545=\"Full\",'Failure Persistence Storage'!FH545,0)","v":0},{"$f":"IF($D545=\"Full\",'Failure Persistence Storage'!FK545,0)","v":0},{"$f":"IF($D545=\"Full\",'Failure Persistence Storage'!FL545,0)","v":0},{"$f":"IF($D545=\"Full\",'Failure Persistence Storage'!FO545,0)","v":0},{"$f":"IF($D545=\"Full\",'Failure Persistence Storage'!FP545,0)","v":0},{"$f":"IF($D545=\"Full\",'Failure Persistence Storage'!FS545,0)","v":0},{"$f":"IF($D545=\"Full\",'Failure Persistence Storage'!FT545,0)","v":0},{"$f":"IF($D545=\"Full\",'Failure Persistence Storage'!FW545,0)","v":0},{"$f":"IF($D545=\"Full\",'Failure Persistence Storage'!FX545,0)","v":0},{"$f":"IF($D545=\"Full\",'Failure Persistence Storage'!GA545,0)","v":0},{"$f":"IF($D545=\"Full\",'Failure Persistence Storage'!GB545,0)","v":0},{"$f":"IF($D545=\"Full\",'Failure Persistence Storage'!GE545,0)","v":0},{"$f":"IF($D545=\"Full\",'Failure Persistence Storage'!GF545,0)","v":0},{"$f":"IF($D545=\"Full\",'Failure Persistence Storage'!GI545,0)","v":0},{"$f":"IF($D545=\"Full\",'Failure Persistence Storage'!GJ545,0)","v":0},{"$f":"IF($D545=\"Full\",'Failure Persistence Storage'!GM545,0)","v":0},{"$f":"IF($D545=\"Full\",'Failure Persistence Storage'!GN545,0)","v":0},{"$f":"IF($D545=\"Full\",'Failure Persistence Storage'!GQ545,0)","v":0},{"$f":"IF($D545=\"Full\",'Failure Persistence Storage'!GR545,0)","v":0},{"$f":"IF($D545=\"Full\",'Failure Persistence Storage'!GU545,0)","v":0},{"$f":"IF($D545=\"Full\",'Failure Persistence Storage'!GV545,0)","v":0},{"$f":"IF($D545=\"Full\",'Failure Persistence Storage'!GY545,0)","v":0},{"$f":"IF($D545=\"Full\",'Failure Persistence Storage'!GZ545,0)","v":0},{"$f":"IF($D545=\"Full\",'Failure Persistence Storage'!HC545,0)","v":0},{"$f":"IF($D545=\"Full\",'Failure Persistence Storage'!HD545,0)","v":0},{"$f":"IF($D545=\"Full\",'Failure Persistence Storage'!HG545,0)","v":0},{"$f":"IF($D545=\"Full\",'Failure Persistence Storage'!HH545,0)","v":0},{"$f":"IF($D545=\"Full\",'Failure Persistence Storage'!HK545,0)","v":0},{"$f":"IF($D545=\"Full\",'Failure Persistence Storage'!HL545,0)","v":0},{"$f":"IF($D545=\"Full\",'Failure Persistence Storage'!HO545,0)","v":0}]
[null,null,null," ",null,null,null,null,null,null,"Row Number",null,null,null,null,null,null,null,null,null,null,null,null,null,null,null,null," "," "," "," "," "," "," "," "," "," "," "," "," "," "," "," "," "," "," "," "," "," "," "," "," "," "," "," "," "," "," "," "," "," "," "," "," "," "," "," "," "," "," "," "," "," "," "," "," "," "," "," "," "," "," "," "," "," "," "," "," "," "," "," "," "," "," "," "," "," "," "," "," "," "," "," "," "," "," "," "," "," "," "," "," "," "," "," "," "," "," "," "," "," "," "," "," "," "," "," "," "," "," "," "," "," "," "," "," "," "," "," "," "," "," "," "," "," "," "," "," "," "," "," "," "," "," "," "," "," "," "," "," "," "," "," "," "," "," "," "," "," "," "," "," "," "," "," "," "," "," "," "," "," "," "," "," "," "," "," "," "," "," "," "," "," "," "," "," "," "," "," "," "," "," "," "," "," "," "," "," "," "," "," "," "," "," "," "," "," "," "," "," "," "," "," ",null,{"$f":"IF($D547=\"Full\",'Failure Persistence Storage'!AB547,0)","v":0},{"$f":"IF($D547=\"Full\",'Failure Persistence Storage'!AE547,0)","v":0},{"$f":"IF($D547=\"Full\",'Failure Persistence Storage'!AF547,0)","v":0},{"$f":"IF($D547=\"Full\",'Failure Persistence Storage'!AI547,0)","v":0},{"$f":"IF($D547=\"Full\",'Failure Persistence Storage'!AJ547,0)","v":0},{"$f":"IF($D547=\"Full\",'Failure Persistence Storage'!AM547,0)","v":0},{"$f":"IF($D547=\"Full\",'Failure Persistence Storage'!AN547,0)","v":0},{"$f":"IF($D547=\"Full\",'Failure Persistence Storage'!AQ547,0)","v":0},{"$f":"IF($D547=\"Full\",'Failure Persistence Storage'!AR547,0)","v":0},{"$f":"IF($D547=\"Full\",'Failure Persistence Storage'!AU547,0)","v":0},{"$f":"IF($D547=\"Full\",'Failure Persistence Storage'!AV547,0)","v":0},{"$f":"IF($D547=\"Full\",'Failure Persistence Storage'!AY547,0)","v":0},{"$f":"IF($D547=\"Full\",'Failure Persistence Storage'!AZ547,0)","v":0},{"$f":"IF($D547=\"Full\",'Failure Persistence Storage'!BC547,0)","v":0},{"$f":"IF($D547=\"Full\",'Failure Persistence Storage'!BD547,0)","v":0},{"$f":"IF($D547=\"Full\",'Failure Persistence Storage'!BG547,0)","v":0},{"$f":"IF($D547=\"Full\",'Failure Persistence Storage'!BH547,0)","v":0},{"$f":"IF($D547=\"Full\",'Failure Persistence Storage'!BK547,0)","v":0},{"$f":"IF($D547=\"Full\",'Failure Persistence Storage'!BL547,0)","v":0},{"$f":"IF($D547=\"Full\",'Failure Persistence Storage'!BO547,0)","v":0},{"$f":"IF($D547=\"Full\",'Failure Persistence Storage'!BP547,0)","v":0},{"$f":"IF($D547=\"Full\",'Failure Persistence Storage'!BS547,0)","v":0},{"$f":"IF($D547=\"Full\",'Failure Persistence Storage'!BT547,0)","v":0},{"$f":"IF($D547=\"Full\",'Failure Persistence Storage'!BW547,0)","v":0},{"$f":"IF($D547=\"Full\",'Failure Persistence Storage'!BX547,0)","v":0},{"$f":"IF($D547=\"Full\",'Failure Persistence Storage'!CA547,0)","v":0},{"$f":"IF($D547=\"Full\",'Failure Persistence Storage'!CB547,0)","v":0},{"$f":"IF($D547=\"Full\",'Failure Persistence Storage'!CE547,0)","v":0},{"$f":"IF($D547=\"Full\",'Failure Persistence Storage'!CF547,0)","v":0},{"$f":"IF($D547=\"Full\",'Failure Persistence Storage'!CI547,0)","v":0},{"$f":"IF($D547=\"Full\",'Failure Persistence Storage'!CJ547,0)","v":0},{"$f":"IF($D547=\"Full\",'Failure Persistence Storage'!CM547,0)","v":0},{"$f":"IF($D547=\"Full\",'Failure Persistence Storage'!CN547,0)","v":0},{"$f":"IF($D547=\"Full\",'Failure Persistence Storage'!CQ547,0)","v":0},{"$f":"IF($D547=\"Full\",'Failure Persistence Storage'!CR547,0)","v":0},{"$f":"IF($D547=\"Full\",'Failure Persistence Storage'!CU547,0)","v":0},{"$f":"IF($D547=\"Full\",'Failure Persistence Storage'!CV547,0)","v":0},{"$f":"IF($D547=\"Full\",'Failure Persistence Storage'!CY547,0)","v":0},{"$f":"IF($D547=\"Full\",'Failure Persistence Storage'!CZ547,0)","v":0},{"$f":"IF($D547=\"Full\",'Failure Persistence Storage'!DC547,0)","v":0},{"$f":"IF($D547=\"Full\",'Failure Persistence Storage'!DD547,0)","v":0},{"$f":"IF($D547=\"Full\",'Failure Persistence Storage'!DG547,0)","v":0},{"$f":"IF($D547=\"Full\",'Failure Persistence Storage'!DH547,0)","v":0},{"$f":"IF($D547=\"Full\",'Failure Persistence Storage'!DK547,0)","v":0},{"$f":"IF($D547=\"Full\",'Failure Persistence Storage'!DL547,0)","v":0},{"$f":"IF($D547=\"Full\",'Failure Persistence Storage'!DO547,0)","v":0},{"$f":"IF($D547=\"Full\",'Failure Persistence Storage'!DP547,0)","v":0},{"$f":"IF($D547=\"Full\",'Failure Persistence Storage'!DS547,0)","v":0},{"$f":"IF($D547=\"Full\",'Failure Persistence Storage'!DT547,0)","v":0},{"$f":"IF($D547=\"Full\",'Failure Persistence Storage'!DW547,0)","v":0},{"$f":"IF($D547=\"Full\",'Failure Persistence Storage'!DX547,0)","v":0},{"$f":"IF($D547=\"Full\",'Failure Persistence Storage'!EA547,0)","v":0},{"$f":"IF($D547=\"Full\",'Failure Persistence Storage'!EB547,0)","v":0},{"$f":"IF($D547=\"Full\",'Failure Persistence Storage'!EE547,0)","v":0},{"$f":"IF($D547=\"Full\",'Failure Persistence Storage'!EF547,0)","v":0},{"$f":"IF($D547=\"Full\",'Failure Persistence Storage'!EI547,0)","v":0},{"$f":"IF($D547=\"Full\",'Failure Persistence Storage'!EJ547,0)","v":0},{"$f":"IF($D547=\"Full\",'Failure Persistence Storage'!EM547,0)","v":0},{"$f":"IF($D547=\"Full\",'Failure Persistence Storage'!EN547,0)","v":0},{"$f":"IF($D547=\"Full\",'Failure Persistence Storage'!EQ547,0)","v":0},{"$f":"IF($D547=\"Full\",'Failure Persistence Storage'!ER547,0)","v":0},{"$f":"IF($D547=\"Full\",'Failure Persistence Storage'!EU547,0)","v":0},{"$f":"IF($D547=\"Full\",'Failure Persistence Storage'!EV547,0)","v":0},{"$f":"IF($D547=\"Full\",'Failure Persistence Storage'!EY547,0)","v":0},{"$f":"IF($D547=\"Full\",'Failure Persistence Storage'!EZ547,0)","v":0},{"$f":"IF($D547=\"Full\",'Failure Persistence Storage'!FC547,0)","v":0},{"$f":"IF($D547=\"Full\",'Failure Persistence Storage'!FD547,0)","v":0},{"$f":"IF($D547=\"Full\",'Failure Persistence Storage'!FG547,0)","v":0},{"$f":"IF($D547=\"Full\",'Failure Persistence Storage'!FH547,0)","v":0},{"$f":"IF($D547=\"Full\",'Failure Persistence Storage'!FK547,0)","v":0},{"$f":"IF($D547=\"Full\",'Failure Persistence Storage'!FL547,0)","v":0},{"$f":"IF($D547=\"Full\",'Failure Persistence Storage'!FO547,0)","v":0},{"$f":"IF($D547=\"Full\",'Failure Persistence Storage'!FP547,0)","v":0},{"$f":"IF($D547=\"Full\",'Failure Persistence Storage'!FS547,0)","v":0},{"$f":"IF($D547=\"Full\",'Failure Persistence Storage'!FT547,0)","v":0},{"$f":"IF($D547=\"Full\",'Failure Persistence Storage'!FW547,0)","v":0},{"$f":"IF($D547=\"Full\",'Failure Persistence Storage'!FX547,0)","v":0},{"$f":"IF($D547=\"Full\",'Failure Persistence Storage'!GA547,0)","v":0},{"$f":"IF($D547=\"Full\",'Failure Persistence Storage'!GB547,0)","v":0},{"$f":"IF($D547=\"Full\",'Failure Persistence Storage'!GE547,0)","v":0},{"$f":"IF($D547=\"Full\",'Failure Persistence Storage'!GF547,0)","v":0},{"$f":"IF($D547=\"Full\",'Failure Persistence Storage'!GI547,0)","v":0},{"$f":"IF($D547=\"Full\",'Failure Persistence Storage'!GJ547,0)","v":0},{"$f":"IF($D547=\"Full\",'Failure Persistence Storage'!GM547,0)","v":0},{"$f":"IF($D547=\"Full\",'Failure Persistence Storage'!GN547,0)","v":0},{"$f":"IF($D547=\"Full\",'Failure Persistence Storage'!GQ547,0)","v":0},{"$f":"IF($D547=\"Full\",'Failure Persistence Storage'!GR547,0)","v":0},{"$f":"IF($D547=\"Full\",'Failure Persistence Storage'!GU547,0)","v":0},{"$f":"IF($D547=\"Full\",'Failure Persistence Storage'!GV547,0)","v":0},{"$f":"IF($D547=\"Full\",'Failure Persistence Storage'!GY547,0)","v":0},{"$f":"IF($D547=\"Full\",'Failure Persistence Storage'!GZ547,0)","v":0},{"$f":"IF($D547=\"Full\",'Failure Persistence Storage'!HC547,0)","v":0},{"$f":"IF($D547=\"Full\",'Failure Persistence Storage'!HD547,0)","v":0},{"$f":"IF($D547=\"Full\",'Failure Persistence Storage'!HG547,0)","v":0},{"$f":"IF($D547=\"Full\",'Failure Persistence Storage'!HH547,0)","v":0},{"$f":"IF($D547=\"Full\",'Failure Persistence Storage'!HK547,0)","v":0},{"$f":"IF($D547=\"Full\",'Failure Persistence Storage'!HL547,0)","v":0},{"$f":"IF($D547=\"Full\",'Failure Persistence Storage'!HO547,0)","v":0}]
[null,"Summation Combination ",null,null,null,null,null,null,null,null,null,null,null,null,null,null,null,null,null,null,null,null,null,null,null,null,null,null,null,null,null,null,null,null,null,null,null,null,null,null,null,null,null,null,null,null,null,null,null,null,null,null,null,null,null,null,null,null,null,null,null,null,null,null,null,null,null,null,null,null,null,null,null,null,null,null,null,null,null,null,null,null,null,null,null,null,null,null,null,null,null,null,null,null,null,null,null,null,null,null,null,null,null,null,null,null,null,null,null,null,null,null,null,null,null,null,null,null,null,null,null,null,null,null,null,null,null,null,null,null,null,null,null,null,null,null,null,null,null,null,null,null,null,null,null,null,null,null,null,null,null,null,null,null,null,null,null,null,null,null,null,null,null,null,null,null,null,null,null,null,null,null,null,null,null,null,null,null,null,null,null,null,null,null,null,null,null,null,null,null,null,null,null,null,null,null,null,null,null,null,null,null,null,null,null,null,null,null,null,null,null,null,null,null,null,null,null,null,null,null,null,null,null,null,{"$f":"IF($D552=\"Full\",'Failure Persistence Storage'!AB552,0)","v":0},{"$f":"IF($D552=\"Full\",'Failure Persistence Storage'!AE552,0)","v":0},{"$f":"IF($D552=\"Full\",'Failure Persistence Storage'!AF552,0)","v":0},{"$f":"IF($D552=\"Full\",'Failure Persistence Storage'!AI552,0)","v":0},{"$f":"IF($D552=\"Full\",'Failure Persistence Storage'!AJ552,0)","v":0},{"$f":"IF($D552=\"Full\",'Failure Persistence Storage'!AM552,0)","v":0},{"$f":"IF($D552=\"Full\",'Failure Persistence Storage'!AN552,0)","v":0},{"$f":"IF($D552=\"Full\",'Failure Persistence Storage'!AQ552,0)","v":0},{"$f":"IF($D552=\"Full\",'Failure Persistence Storage'!AR552,0)","v":0},{"$f":"IF($D552=\"Full\",'Failure Persistence Storage'!AU552,0)","v":0},{"$f":"IF($D552=\"Full\",'Failure Persistence Storage'!AV552,0)","v":0},{"$f":"IF($D552=\"Full\",'Failure Persistence Storage'!AY552,0)","v":0},{"$f":"IF($D552=\"Full\",'Failure Persistence Storage'!AZ552,0)","v":0},{"$f":"IF($D552=\"Full\",'Failure Persistence Storage'!BC552,0)","v":0},{"$f":"IF($D552=\"Full\",'Failure Persistence Storage'!BD552,0)","v":0},{"$f":"IF($D552=\"Full\",'Failure Persistence Storage'!BG552,0)","v":0},{"$f":"IF($D552=\"Full\",'Failure Persistence Storage'!BH552,0)","v":0},{"$f":"IF($D552=\"Full\",'Failure Persistence Storage'!BK552,0)","v":0},{"$f":"IF($D552=\"Full\",'Failure Persistence Storage'!BL552,0)","v":0},{"$f":"IF($D552=\"Full\",'Failure Persistence Storage'!BO552,0)","v":0},{"$f":"IF($D552=\"Full\",'Failure Persistence Storage'!BP552,0)","v":0},{"$f":"IF($D552=\"Full\",'Failure Persistence Storage'!BS552,0)","v":0},{"$f":"IF($D552=\"Full\",'Failure Persistence Storage'!BT552,0)","v":0},{"$f":"IF($D552=\"Full\",'Failure Persistence Storage'!BW552,0)","v":0},{"$f":"IF($D552=\"Full\",'Failure Persistence Storage'!BX552,0)","v":0},{"$f":"IF($D552=\"Full\",'Failure Persistence Storage'!CA552,0)","v":0},{"$f":"IF($D552=\"Full\",'Failure Persistence Storage'!CB552,0)","v":0},{"$f":"IF($D552=\"Full\",'Failure Persistence Storage'!CE552,0)","v":0},{"$f":"IF($D552=\"Full\",'Failure Persistence Storage'!CF552,0)","v":0},{"$f":"IF($D552=\"Full\",'Failure Persistence Storage'!CI552,0)","v":0},{"$f":"IF($D552=\"Full\",'Failure Persistence Storage'!CJ552,0)","v":0},{"$f":"IF($D552=\"Full\",'Failure Persistence Storage'!CM552,0)","v":0},{"$f":"IF($D552=\"Full\",'Failure Persistence Storage'!CN552,0)","v":0},{"$f":"IF($D552=\"Full\",'Failure Persistence Storage'!CQ552,0)","v":0},{"$f":"IF($D552=\"Full\",'Failure Persistence Storage'!CR552,0)","v":0},{"$f":"IF($D552=\"Full\",'Failure Persistence Storage'!CU552,0)","v":0},{"$f":"IF($D552=\"Full\",'Failure Persistence Storage'!CV552,0)","v":0},{"$f":"IF($D552=\"Full\",'Failure Persistence Storage'!CY552,0)","v":0},{"$f":"IF($D552=\"Full\",'Failure Persistence Storage'!CZ552,0)","v":0},{"$f":"IF($D552=\"Full\",'Failure Persistence Storage'!DC552,0)","v":0},{"$f":"IF($D552=\"Full\",'Failure Persistence Storage'!DD552,0)","v":0},{"$f":"IF($D552=\"Full\",'Failure Persistence Storage'!DG552,0)","v":0},{"$f":"IF($D552=\"Full\",'Failure Persistence Storage'!DH552,0)","v":0},{"$f":"IF($D552=\"Full\",'Failure Persistence Storage'!DK552,0)","v":0},{"$f":"IF($D552=\"Full\",'Failure Persistence Storage'!DL552,0)","v":0},{"$f":"IF($D552=\"Full\",'Failure Persistence Storage'!DO552,0)","v":0},{"$f":"IF($D552=\"Full\",'Failure Persistence Storage'!DP552,0)","v":0},{"$f":"IF($D552=\"Full\",'Failure Persistence Storage'!DS552,0)","v":0},{"$f":"IF($D552=\"Full\",'Failure Persistence Storage'!DT552,0)","v":0},{"$f":"IF($D552=\"Full\",'Failure Persistence Storage'!DW552,0)","v":0},{"$f":"IF($D552=\"Full\",'Failure Persistence Storage'!DX552,0)","v":0},{"$f":"IF($D552=\"Full\",'Failure Persistence Storage'!EA552,0)","v":0},{"$f":"IF($D552=\"Full\",'Failure Persistence Storage'!EB552,0)","v":0},{"$f":"IF($D552=\"Full\",'Failure Persistence Storage'!EE552,0)","v":0},{"$f":"IF($D552=\"Full\",'Failure Persistence Storage'!EF552,0)","v":0},{"$f":"IF($D552=\"Full\",'Failure Persistence Storage'!EI552,0)","v":0},{"$f":"IF($D552=\"Full\",'Failure Persistence Storage'!EJ552,0)","v":0},{"$f":"IF($D552=\"Full\",'Failure Persistence Storage'!EM552,0)","v":0},{"$f":"IF($D552=\"Full\",'Failure Persistence Storage'!EN552,0)","v":0},{"$f":"IF($D552=\"Full\",'Failure Persistence Storage'!EQ552,0)","v":0},{"$f":"IF($D552=\"Full\",'Failure Persistence Storage'!ER552,0)","v":0},{"$f":"IF($D552=\"Full\",'Failure Persistence Storage'!EU552,0)","v":0},{"$f":"IF($D552=\"Full\",'Failure Persistence Storage'!EV552,0)","v":0},{"$f":"IF($D552=\"Full\",'Failure Persistence Storage'!EY552,0)","v":0},{"$f":"IF($D552=\"Full\",'Failure Persistence Storage'!EZ552,0)","v":0},{"$f":"IF($D552=\"Full\",'Failure Persistence Storage'!FC552,0)","v":0},{"$f":"IF($D552=\"Full\",'Failure Persistence Storage'!FD552,0)","v":0},{"$f":"IF($D552=\"Full\",'Failure Persistence Storage'!FG552,0)","v":0},{"$f":"IF($D552=\"Full\",'Failure Persistence Storage'!FH552,0)","v":0},{"$f":"IF($D552=\"Full\",'Failure Persistence Storage'!FK552,0)","v":0},{"$f":"IF($D552=\"Full\",'Failure Persistence Storage'!FL552,0)","v":0},{"$f":"IF($D552=\"Full\",'Failure Persistence Storage'!FO552,0)","v":0},{"$f":"IF($D552=\"Full\",'Failure Persistence Storage'!FP552,0)","v":0},{"$f":"IF($D552=\"Full\",'Failure Persistence Storage'!FS552,0)","v":0},{"$f":"IF($D552=\"Full\",'Failure Persistence Storage'!FT552,0)","v":0},{"$f":"IF($D552=\"Full\",'Failure Persistence Storage'!FW552,0)","v":0},{"$f":"IF($D552=\"Full\",'Failure Persistence Storage'!FX552,0)","v":0},{"$f":"IF($D552=\"Full\",'Failure Persistence Storage'!GA552,0)","v":0},{"$f":"IF($D552=\"Full\",'Failure Persistence Storage'!GB552,0)","v":0},{"$f":"IF($D552=\"Full\",'Failure Persistence Storage'!GE552,0)","v":0},{"$f":"IF($D552=\"Full\",'Failure Persistence Storage'!GF552,0)","v":0},{"$f":"IF($D552=\"Full\",'Failure Persistence Storage'!GI552,0)","v":0},{"$f":"IF($D552=\"Full\",'Failure Persistence Storage'!GJ552,0)","v":0},{"$f":"IF($D552=\"Full\",'Failure Persistence Storage'!GM552,0)","v":0},{"$f":"IF($D552=\"Full\",'Failure Persistence Storage'!GN552,0)","v":0},{"$f":"IF($D552=\"Full\",'Failure Persistence Storage'!GQ552,0)","v":0},{"$f":"IF($D552=\"Full\",'Failure Persistence Storage'!GR552,0)","v":0},{"$f":"IF($D552=\"Full\",'Failure Persistence Storage'!GU552,0)","v":0},{"$f":"IF($D552=\"Full\",'Failure Persistence Storage'!GV552,0)","v":0},{"$f":"IF($D552=\"Full\",'Failure Persistence Storage'!GY552,0)","v":0},{"$f":"IF($D552=\"Full\",'Failure Persistence Storage'!GZ552,0)","v":0},{"$f":"IF($D552=\"Full\",'Failure Persistence Storage'!HC552,0)","v":0},{"$f":"IF($D552=\"Full\",'Failure Persistence Storage'!HD552,0)","v":0},{"$f":"IF($D552=\"Full\",'Failure Persistence Storage'!HG552,0)","v":0},{"$f":"IF($D552=\"Full\",'Failure Persistence Storage'!HH552,0)","v":0},{"$f":"IF($D552=\"Full\",'Failure Persistence Storage'!HK552,0)","v":0},{"$f":"IF($D552=\"Full\",'Failure Persistence Storage'!HL552,0)","v":0},{"$f":"IF($D552=\"Full\",'Failure Persistence Storage'!HO552,0)","v":0}]
[null,null,null," ",null,null,null,null,null,null,"Row Number",null,null,null,null,null,null,null,null,null,null,null,null,null,null,null,null," "," "," "," "," "," "," "," "," "," "," "," "," "," "," "," "," "," "," "," "," "," "," "," "," "," "," "," "," "," "," "," "," "," "," "," "," "," "," "," "," "," "," "," "," "," "," "," "," "," "," "," "," "," "," "," "," "," "," "," "," "," "," "," "," "," "," "," "," "," "," "," "," "," "," "," "," "," "," "," "," "," "," "," "," "," "," "," "," "," "," "," "," "," "," "," "," "," "," "," "," "," "," "," "," "," "," "," "," "," "," "," "," "," "," "," "," "," "," "," "," "," "," "," "," "," "," "," "," "," "," "," "," "," "," "," "," "," "," "," "," "," "," "," "," "," "," "," "," "," "," "," "," "," "," "," "," "," "," "," "," "," "," "," "," "," "," "," "," "," "," "," "," "," "," "," "," "," "," "," "," "," "," "," "," "," "," "," "," "," "," "," "," "," "," "," ",null,{"$f":"IF($D556=\"Full\",'Failure Persistence Storage'!AB556,0)","v":0},{"$f":"IF($D556=\"Full\",'Failure Persistence Storage'!AE556,0)","v":0},{"$f":"IF($D556=\"Full\",'Failure Persistence Storage'!AF556,0)","v":0},{"$f":"IF($D556=\"Full\",'Failure Persistence Storage'!AI556,0)","v":0},{"$f":"IF($D556=\"Full\",'Failure Persistence Storage'!AJ556,0)","v":0},{"$f":"IF($D556=\"Full\",'Failure Persistence Storage'!AM556,0)","v":0},{"$f":"IF($D556=\"Full\",'Failure Persistence Storage'!AN556,0)","v":0},{"$f":"IF($D556=\"Full\",'Failure Persistence Storage'!AQ556,0)","v":0},{"$f":"IF($D556=\"Full\",'Failure Persistence Storage'!AR556,0)","v":0},{"$f":"IF($D556=\"Full\",'Failure Persistence Storage'!AU556,0)","v":0},{"$f":"IF($D556=\"Full\",'Failure Persistence Storage'!AV556,0)","v":0},{"$f":"IF($D556=\"Full\",'Failure Persistence Storage'!AY556,0)","v":0},{"$f":"IF($D556=\"Full\",'Failure Persistence Storage'!AZ556,0)","v":0},{"$f":"IF($D556=\"Full\",'Failure Persistence Storage'!BC556,0)","v":0},{"$f":"IF($D556=\"Full\",'Failure Persistence Storage'!BD556,0)","v":0},{"$f":"IF($D556=\"Full\",'Failure Persistence Storage'!BG556,0)","v":0},{"$f":"IF($D556=\"Full\",'Failure Persistence Storage'!BH556,0)","v":0},{"$f":"IF($D556=\"Full\",'Failure Persistence Storage'!BK556,0)","v":0},{"$f":"IF($D556=\"Full\",'Failure Persistence Storage'!BL556,0)","v":0},{"$f":"IF($D556=\"Full\",'Failure Persistence Storage'!BO556,0)","v":0},{"$f":"IF($D556=\"Full\",'Failure Persistence Storage'!BP556,0)","v":0},{"$f":"IF($D556=\"Full\",'Failure Persistence Storage'!BS556,0)","v":0},{"$f":"IF($D556=\"Full\",'Failure Persistence Storage'!BT556,0)","v":0},{"$f":"IF($D556=\"Full\",'Failure Persistence Storage'!BW556,0)","v":0},{"$f":"IF($D556=\"Full\",'Failure Persistence Storage'!BX556,0)","v":0},{"$f":"IF($D556=\"Full\",'Failure Persistence Storage'!CA556,0)","v":0},{"$f":"IF($D556=\"Full\",'Failure Persistence Storage'!CB556,0)","v":0},{"$f":"IF($D556=\"Full\",'Failure Persistence Storage'!CE556,0)","v":0},{"$f":"IF($D556=\"Full\",'Failure Persistence Storage'!CF556,0)","v":0},{"$f":"IF($D556=\"Full\",'Failure Persistence Storage'!CI556,0)","v":0},{"$f":"IF($D556=\"Full\",'Failure Persistence Storage'!CJ556,0)","v":0},{"$f":"IF($D556=\"Full\",'Failure Persistence Storage'!CM556,0)","v":0},{"$f":"IF($D556=\"Full\",'Failure Persistence Storage'!CN556,0)","v":0},{"$f":"IF($D556=\"Full\",'Failure Persistence Storage'!CQ556,0)","v":0},{"$f":"IF($D556=\"Full\",'Failure Persistence Storage'!CR556,0)","v":0},{"$f":"IF($D556=\"Full\",'Failure Persistence Storage'!CU556,0)","v":0},{"$f":"IF($D556=\"Full\",'Failure Persistence Storage'!CV556,0)","v":0},{"$f":"IF($D556=\"Full\",'Failure Persistence Storage'!CY556,0)","v":0},{"$f":"IF($D556=\"Full\",'Failure Persistence Storage'!CZ556,0)","v":0},{"$f":"IF($D556=\"Full\",'Failure Persistence Storage'!DC556,0)","v":0},{"$f":"IF($D556=\"Full\",'Failure Persistence Storage'!DD556,0)","v":0},{"$f":"IF($D556=\"Full\",'Failure Persistence Storage'!DG556,0)","v":0},{"$f":"IF($D556=\"Full\",'Failure Persistence Storage'!DH556,0)","v":0},{"$f":"IF($D556=\"Full\",'Failure Persistence Storage'!DK556,0)","v":0},{"$f":"IF($D556=\"Full\",'Failure Persistence Storage'!DL556,0)","v":0},{"$f":"IF($D556=\"Full\",'Failure Persistence Storage'!DO556,0)","v":0},{"$f":"IF($D556=\"Full\",'Failure Persistence Storage'!DP556,0)","v":0},{"$f":"IF($D556=\"Full\",'Failure Persistence Storage'!DS556,0)","v":0},{"$f":"IF($D556=\"Full\",'Failure Persistence Storage'!DT556,0)","v":0},{"$f":"IF($D556=\"Full\",'Failure Persistence Storage'!DW556,0)","v":0},{"$f":"IF($D556=\"Full\",'Failure Persistence Storage'!DX556,0)","v":0},{"$f":"IF($D556=\"Full\",'Failure Persistence Storage'!EA556,0)","v":0},{"$f":"IF($D556=\"Full\",'Failure Persistence Storage'!EB556,0)","v":0},{"$f":"IF($D556=\"Full\",'Failure Persistence Storage'!EE556,0)","v":0},{"$f":"IF($D556=\"Full\",'Failure Persistence Storage'!EF556,0)","v":0},{"$f":"IF($D556=\"Full\",'Failure Persistence Storage'!EI556,0)","v":0},{"$f":"IF($D556=\"Full\",'Failure Persistence Storage'!EJ556,0)","v":0},{"$f":"IF($D556=\"Full\",'Failure Persistence Storage'!EM556,0)","v":0},{"$f":"IF($D556=\"Full\",'Failure Persistence Storage'!EN556,0)","v":0},{"$f":"IF($D556=\"Full\",'Failure Persistence Storage'!EQ556,0)","v":0},{"$f":"IF($D556=\"Full\",'Failure Persistence Storage'!ER556,0)","v":0},{"$f":"IF($D556=\"Full\",'Failure Persistence Storage'!EU556,0)","v":0},{"$f":"IF($D556=\"Full\",'Failure Persistence Storage'!EV556,0)","v":0},{"$f":"IF($D556=\"Full\",'Failure Persistence Storage'!EY556,0)","v":0},{"$f":"IF($D556=\"Full\",'Failure Persistence Storage'!EZ556,0)","v":0},{"$f":"IF($D556=\"Full\",'Failure Persistence Storage'!FC556,0)","v":0},{"$f":"IF($D556=\"Full\",'Failure Persistence Storage'!FD556,0)","v":0},{"$f":"IF($D556=\"Full\",'Failure Persistence Storage'!FG556,0)","v":0},{"$f":"IF($D556=\"Full\",'Failure Persistence Storage'!FH556,0)","v":0},{"$f":"IF($D556=\"Full\",'Failure Persistence Storage'!FK556,0)","v":0},{"$f":"IF($D556=\"Full\",'Failure Persistence Storage'!FL556,0)","v":0},{"$f":"IF($D556=\"Full\",'Failure Persistence Storage'!FO556,0)","v":0},{"$f":"IF($D556=\"Full\",'Failure Persistence Storage'!FP556,0)","v":0},{"$f":"IF($D556=\"Full\",'Failure Persistence Storage'!FS556,0)","v":0},{"$f":"IF($D556=\"Full\",'Failure Persistence Storage'!FT556,0)","v":0},{"$f":"IF($D556=\"Full\",'Failure Persistence Storage'!FW556,0)","v":0},{"$f":"IF($D556=\"Full\",'Failure Persistence Storage'!FX556,0)","v":0},{"$f":"IF($D556=\"Full\",'Failure Persistence Storage'!GA556,0)","v":0},{"$f":"IF($D556=\"Full\",'Failure Persistence Storage'!GB556,0)","v":0},{"$f":"IF($D556=\"Full\",'Failure Persistence Storage'!GE556,0)","v":0},{"$f":"IF($D556=\"Full\",'Failure Persistence Storage'!GF556,0)","v":0},{"$f":"IF($D556=\"Full\",'Failure Persistence Storage'!GI556,0)","v":0},{"$f":"IF($D556=\"Full\",'Failure Persistence Storage'!GJ556,0)","v":0},{"$f":"IF($D556=\"Full\",'Failure Persistence Storage'!GM556,0)","v":0},{"$f":"IF($D556=\"Full\",'Failure Persistence Storage'!GN556,0)","v":0},{"$f":"IF($D556=\"Full\",'Failure Persistence Storage'!GQ556,0)","v":0},{"$f":"IF($D556=\"Full\",'Failure Persistence Storage'!GR556,0)","v":0},{"$f":"IF($D556=\"Full\",'Failure Persistence Storage'!GU556,0)","v":0},{"$f":"IF($D556=\"Full\",'Failure Persistence Storage'!GV556,0)","v":0},{"$f":"IF($D556=\"Full\",'Failure Persistence Storage'!GY556,0)","v":0},{"$f":"IF($D556=\"Full\",'Failure Persistence Storage'!GZ556,0)","v":0},{"$f":"IF($D556=\"Full\",'Failure Persistence Storage'!HC556,0)","v":0},{"$f":"IF($D556=\"Full\",'Failure Persistence Storage'!HD556,0)","v":0},{"$f":"IF($D556=\"Full\",'Failure Persistence Storage'!HG556,0)","v":0},{"$f":"IF($D556=\"Full\",'Failure Persistence Storage'!HH556,0)","v":0},{"$f":"IF($D556=\"Full\",'Failure Persistence Storage'!HK556,0)","v":0},{"$f":"IF($D556=\"Full\",'Failure Persistence Storage'!HL556,0)","v":0},{"$f":"IF($D556=\"Full\",'Failure Persistence Storage'!HO556,0)","v":0}]
[null,null,null," ",null,null,null,null,null,null,"Row Number",null,null,null,null,null,null,null,null,null,null,null,null,null,null,null,null," "," "," "," "," "," "," "," "," "," "," "," "," "," "," "," "," "," "," "," "," "," "," "," "," "," "," "," "," "," "," "," "," "," "," "," "," "," "," "," "," "," "," "," "," "," "," "," "," "," "," "," "," "," "," "," "," "," "," "," "," "," "," "," "," "," "," "," "," "," "," "," "," "," "," "," "," "," "," "," "," "," "," "," "," "," "," "," "," "," "," "," "," "," "," "," "," "," "," "," "," "," "," "," "," "," "," "," "," "," "," "," "," "," "," "," "," "," "," "," "," "," "," "," "," "," "," "," "," "," "," "," "," "," "," "," "," "," "," "," "," "," "," "," "," "," "," "," "," "," "," "," "," "," "," "," "," "," "," "," "," "," "," "," "," "," "," "," "," "," "," "," "," "," "," "," "," "," "," "," "," "," "," "," "," "," "," "," "," "," "," "," "," "," "," "," ",null,{"$f":"IF($D560=\"Full\",'Failure Persistence Storage'!AB560,0)","v":0},{"$f":"IF($D560=\"Full\",'Failure Persistence Storage'!AE560,0)","v":0},{"$f":"IF($D560=\"Full\",'Failure Persistence Storage'!AF560,0)","v":0},{"$f":"IF($D560=\"Full\",'Failure Persistence Storage'!AI560,0)","v":0},{"$f":"IF($D560=\"Full\",'Failure Persistence Storage'!AJ560,0)","v":0},{"$f":"IF($D560=\"Full\",'Failure Persistence Storage'!AM560,0)","v":0},{"$f":"IF($D560=\"Full\",'Failure Persistence Storage'!AN560,0)","v":0},{"$f":"IF($D560=\"Full\",'Failure Persistence Storage'!AQ560,0)","v":0},{"$f":"IF($D560=\"Full\",'Failure Persistence Storage'!AR560,0)","v":0},{"$f":"IF($D560=\"Full\",'Failure Persistence Storage'!AU560,0)","v":0},{"$f":"IF($D560=\"Full\",'Failure Persistence Storage'!AV560,0)","v":0},{"$f":"IF($D560=\"Full\",'Failure Persistence Storage'!AY560,0)","v":0},{"$f":"IF($D560=\"Full\",'Failure Persistence Storage'!AZ560,0)","v":0},{"$f":"IF($D560=\"Full\",'Failure Persistence Storage'!BC560,0)","v":0},{"$f":"IF($D560=\"Full\",'Failure Persistence Storage'!BD560,0)","v":0},{"$f":"IF($D560=\"Full\",'Failure Persistence Storage'!BG560,0)","v":0},{"$f":"IF($D560=\"Full\",'Failure Persistence Storage'!BH560,0)","v":0},{"$f":"IF($D560=\"Full\",'Failure Persistence Storage'!BK560,0)","v":0},{"$f":"IF($D560=\"Full\",'Failure Persistence Storage'!BL560,0)","v":0},{"$f":"IF($D560=\"Full\",'Failure Persistence Storage'!BO560,0)","v":0},{"$f":"IF($D560=\"Full\",'Failure Persistence Storage'!BP560,0)","v":0},{"$f":"IF($D560=\"Full\",'Failure Persistence Storage'!BS560,0)","v":0},{"$f":"IF($D560=\"Full\",'Failure Persistence Storage'!BT560,0)","v":0},{"$f":"IF($D560=\"Full\",'Failure Persistence Storage'!BW560,0)","v":0},{"$f":"IF($D560=\"Full\",'Failure Persistence Storage'!BX560,0)","v":0},{"$f":"IF($D560=\"Full\",'Failure Persistence Storage'!CA560,0)","v":0},{"$f":"IF($D560=\"Full\",'Failure Persistence Storage'!CB560,0)","v":0},{"$f":"IF($D560=\"Full\",'Failure Persistence Storage'!CE560,0)","v":0},{"$f":"IF($D560=\"Full\",'Failure Persistence Storage'!CF560,0)","v":0},{"$f":"IF($D560=\"Full\",'Failure Persistence Storage'!CI560,0)","v":0},{"$f":"IF($D560=\"Full\",'Failure Persistence Storage'!CJ560,0)","v":0},{"$f":"IF($D560=\"Full\",'Failure Persistence Storage'!CM560,0)","v":0},{"$f":"IF($D560=\"Full\",'Failure Persistence Storage'!CN560,0)","v":0},{"$f":"IF($D560=\"Full\",'Failure Persistence Storage'!CQ560,0)","v":0},{"$f":"IF($D560=\"Full\",'Failure Persistence Storage'!CR560,0)","v":0},{"$f":"IF($D560=\"Full\",'Failure Persistence Storage'!CU560,0)","v":0},{"$f":"IF($D560=\"Full\",'Failure Persistence Storage'!CV560,0)","v":0},{"$f":"IF($D560=\"Full\",'Failure Persistence Storage'!CY560,0)","v":0},{"$f":"IF($D560=\"Full\",'Failure Persistence Storage'!CZ560,0)","v":0},{"$f":"IF($D560=\"Full\",'Failure Persistence Storage'!DC560,0)","v":0},{"$f":"IF($D560=\"Full\",'Failure Persistence Storage'!DD560,0)","v":0},{"$f":"IF($D560=\"Full\",'Failure Persistence Storage'!DG560,0)","v":0},{"$f":"IF($D560=\"Full\",'Failure Persistence Storage'!DH560,0)","v":0},{"$f":"IF($D560=\"Full\",'Failure Persistence Storage'!DK560,0)","v":0},{"$f":"IF($D560=\"Full\",'Failure Persistence Storage'!DL560,0)","v":0},{"$f":"IF($D560=\"Full\",'Failure Persistence Storage'!DO560,0)","v":0},{"$f":"IF($D560=\"Full\",'Failure Persistence Storage'!DP560,0)","v":0},{"$f":"IF($D560=\"Full\",'Failure Persistence Storage'!DS560,0)","v":0},{"$f":"IF($D560=\"Full\",'Failure Persistence Storage'!DT560,0)","v":0},{"$f":"IF($D560=\"Full\",'Failure Persistence Storage'!DW560,0)","v":0},{"$f":"IF($D560=\"Full\",'Failure Persistence Storage'!DX560,0)","v":0},{"$f":"IF($D560=\"Full\",'Failure Persistence Storage'!EA560,0)","v":0},{"$f":"IF($D560=\"Full\",'Failure Persistence Storage'!EB560,0)","v":0},{"$f":"IF($D560=\"Full\",'Failure Persistence Storage'!EE560,0)","v":0},{"$f":"IF($D560=\"Full\",'Failure Persistence Storage'!EF560,0)","v":0},{"$f":"IF($D560=\"Full\",'Failure Persistence Storage'!EI560,0)","v":0},{"$f":"IF($D560=\"Full\",'Failure Persistence Storage'!EJ560,0)","v":0},{"$f":"IF($D560=\"Full\",'Failure Persistence Storage'!EM560,0)","v":0},{"$f":"IF($D560=\"Full\",'Failure Persistence Storage'!EN560,0)","v":0},{"$f":"IF($D560=\"Full\",'Failure Persistence Storage'!EQ560,0)","v":0},{"$f":"IF($D560=\"Full\",'Failure Persistence Storage'!ER560,0)","v":0},{"$f":"IF($D560=\"Full\",'Failure Persistence Storage'!EU560,0)","v":0},{"$f":"IF($D560=\"Full\",'Failure Persistence Storage'!EV560,0)","v":0},{"$f":"IF($D560=\"Full\",'Failure Persistence Storage'!EY560,0)","v":0},{"$f":"IF($D560=\"Full\",'Failure Persistence Storage'!EZ560,0)","v":0},{"$f":"IF($D560=\"Full\",'Failure Persistence Storage'!FC560,0)","v":0},{"$f":"IF($D560=\"Full\",'Failure Persistence Storage'!FD560,0)","v":0},{"$f":"IF($D560=\"Full\",'Failure Persistence Storage'!FG560,0)","v":0},{"$f":"IF($D560=\"Full\",'Failure Persistence Storage'!FH560,0)","v":0},{"$f":"IF($D560=\"Full\",'Failure Persistence Storage'!FK560,0)","v":0},{"$f":"IF($D560=\"Full\",'Failure Persistence Storage'!FL560,0)","v":0},{"$f":"IF($D560=\"Full\",'Failure Persistence Storage'!FO560,0)","v":0},{"$f":"IF($D560=\"Full\",'Failure Persistence Storage'!FP560,0)","v":0},{"$f":"IF($D560=\"Full\",'Failure Persistence Storage'!FS560,0)","v":0},{"$f":"IF($D560=\"Full\",'Failure Persistence Storage'!FT560,0)","v":0},{"$f":"IF($D560=\"Full\",'Failure Persistence Storage'!FW560,0)","v":0},{"$f":"IF($D560=\"Full\",'Failure Persistence Storage'!FX560,0)","v":0},{"$f":"IF($D560=\"Full\",'Failure Persistence Storage'!GA560,0)","v":0},{"$f":"IF($D560=\"Full\",'Failure Persistence Storage'!GB560,0)","v":0},{"$f":"IF($D560=\"Full\",'Failure Persistence Storage'!GE560,0)","v":0},{"$f":"IF($D560=\"Full\",'Failure Persistence Storage'!GF560,0)","v":0},{"$f":"IF($D560=\"Full\",'Failure Persistence Storage'!GI560,0)","v":0},{"$f":"IF($D560=\"Full\",'Failure Persistence Storage'!GJ560,0)","v":0},{"$f":"IF($D560=\"Full\",'Failure Persistence Storage'!GM560,0)","v":0},{"$f":"IF($D560=\"Full\",'Failure Persistence Storage'!GN560,0)","v":0},{"$f":"IF($D560=\"Full\",'Failure Persistence Storage'!GQ560,0)","v":0},{"$f":"IF($D560=\"Full\",'Failure Persistence Storage'!GR560,0)","v":0},{"$f":"IF($D560=\"Full\",'Failure Persistence Storage'!GU560,0)","v":0},{"$f":"IF($D560=\"Full\",'Failure Persistence Storage'!GV560,0)","v":0},{"$f":"IF($D560=\"Full\",'Failure Persistence Storage'!GY560,0)","v":0},{"$f":"IF($D560=\"Full\",'Failure Persistence Storage'!GZ560,0)","v":0},{"$f":"IF($D560=\"Full\",'Failure Persistence Storage'!HC560,0)","v":0},{"$f":"IF($D560=\"Full\",'Failure Persistence Storage'!HD560,0)","v":0},{"$f":"IF($D560=\"Full\",'Failure Persistence Storage'!HG560,0)","v":0},{"$f":"IF($D560=\"Full\",'Failure Persistence Storage'!HH560,0)","v":0},{"$f":"IF($D560=\"Full\",'Failure Persistence Storage'!HK560,0)","v":0},{"$f":"IF($D560=\"Full\",'Failure Persistence Storage'!HL560,0)","v":0},{"$f":"IF($D560=\"Full\",'Failure Persistence Storage'!HO560,0)","v":0}]
[null,null,null," ",null,null,null,null,null,null,"Row Number",null,null,null,null,null,null,null,null,null,null,null,null,null,null,null,null," "," "," "," "," "," "," "," "," "," "," "," "," "," "," "," "," "," "," "," "," "," "," "," "," "," "," "," "," "," "," "," "," "," "," "," "," "," "," "," "," "," "," "," "," "," "," "," "," "," "," "," "," "," "," "," "," "," "," "," "," "," "," "," "," "," "," "," "," "," "," "," "," "," "," "," "," "," "," "," "," "," "," "," "," "," "," "," "," "," "," "," "," "," "," "," "," "," "," "," "," "," "," "," "," "," "," "," "," "," "," "," "," "," "," "," "," "," "," "," "," "," "," "," "," "," "," "," "," "," "," "," "," "," "," "," "," "," "," "," "," "," "," "," "," "," "," "," "," "," "," "," "," "," "," "," "," "," "," "," "," "," "," "," "," "," "," "," "," "," "," "," "," "," "," "," "," "," "," "," "," "," "," "," "," "," "," "," "," "," "," "," "," "," "," "," ",null,{"$f":"IF($D561=\"Full\",'Failure Persistence Storage'!AB561,0)","v":0},{"$f":"IF($D561=\"Full\",'Failure Persistence Storage'!AE561,0)","v":0},{"$f":"IF($D561=\"Full\",'Failure Persistence Storage'!AF561,0)","v":0},{"$f":"IF($D561=\"Full\",'Failure Persistence Storage'!AI561,0)","v":0},{"$f":"IF($D561=\"Full\",'Failure Persistence Storage'!AJ561,0)","v":0},{"$f":"IF($D561=\"Full\",'Failure Persistence Storage'!AM561,0)","v":0},{"$f":"IF($D561=\"Full\",'Failure Persistence Storage'!AN561,0)","v":0},{"$f":"IF($D561=\"Full\",'Failure Persistence Storage'!AQ561,0)","v":0},{"$f":"IF($D561=\"Full\",'Failure Persistence Storage'!AR561,0)","v":0},{"$f":"IF($D561=\"Full\",'Failure Persistence Storage'!AU561,0)","v":0},{"$f":"IF($D561=\"Full\",'Failure Persistence Storage'!AV561,0)","v":0},{"$f":"IF($D561=\"Full\",'Failure Persistence Storage'!AY561,0)","v":0},{"$f":"IF($D561=\"Full\",'Failure Persistence Storage'!AZ561,0)","v":0},{"$f":"IF($D561=\"Full\",'Failure Persistence Storage'!BC561,0)","v":0},{"$f":"IF($D561=\"Full\",'Failure Persistence Storage'!BD561,0)","v":0},{"$f":"IF($D561=\"Full\",'Failure Persistence Storage'!BG561,0)","v":0},{"$f":"IF($D561=\"Full\",'Failure Persistence Storage'!BH561,0)","v":0},{"$f":"IF($D561=\"Full\",'Failure Persistence Storage'!BK561,0)","v":0},{"$f":"IF($D561=\"Full\",'Failure Persistence Storage'!BL561,0)","v":0},{"$f":"IF($D561=\"Full\",'Failure Persistence Storage'!BO561,0)","v":0},{"$f":"IF($D561=\"Full\",'Failure Persistence Storage'!BP561,0)","v":0},{"$f":"IF($D561=\"Full\",'Failure Persistence Storage'!BS561,0)","v":0},{"$f":"IF($D561=\"Full\",'Failure Persistence Storage'!BT561,0)","v":0},{"$f":"IF($D561=\"Full\",'Failure Persistence Storage'!BW561,0)","v":0},{"$f":"IF($D561=\"Full\",'Failure Persistence Storage'!BX561,0)","v":0},{"$f":"IF($D561=\"Full\",'Failure Persistence Storage'!CA561,0)","v":0},{"$f":"IF($D561=\"Full\",'Failure Persistence Storage'!CB561,0)","v":0},{"$f":"IF($D561=\"Full\",'Failure Persistence Storage'!CE561,0)","v":0},{"$f":"IF($D561=\"Full\",'Failure Persistence Storage'!CF561,0)","v":0},{"$f":"IF($D561=\"Full\",'Failure Persistence Storage'!CI561,0)","v":0},{"$f":"IF($D561=\"Full\",'Failure Persistence Storage'!CJ561,0)","v":0},{"$f":"IF($D561=\"Full\",'Failure Persistence Storage'!CM561,0)","v":0},{"$f":"IF($D561=\"Full\",'Failure Persistence Storage'!CN561,0)","v":0},{"$f":"IF($D561=\"Full\",'Failure Persistence Storage'!CQ561,0)","v":0},{"$f":"IF($D561=\"Full\",'Failure Persistence Storage'!CR561,0)","v":0},{"$f":"IF($D561=\"Full\",'Failure Persistence Storage'!CU561,0)","v":0},{"$f":"IF($D561=\"Full\",'Failure Persistence Storage'!CV561,0)","v":0},{"$f":"IF($D561=\"Full\",'Failure Persistence Storage'!CY561,0)","v":0},{"$f":"IF($D561=\"Full\",'Failure Persistence Storage'!CZ561,0)","v":0},{"$f":"IF($D561=\"Full\",'Failure Persistence Storage'!DC561,0)","v":0},{"$f":"IF($D561=\"Full\",'Failure Persistence Storage'!DD561,0)","v":0},{"$f":"IF($D561=\"Full\",'Failure Persistence Storage'!DG561,0)","v":0},{"$f":"IF($D561=\"Full\",'Failure Persistence Storage'!DH561,0)","v":0},{"$f":"IF($D561=\"Full\",'Failure Persistence Storage'!DK561,0)","v":0},{"$f":"IF($D561=\"Full\",'Failure Persistence Storage'!DL561,0)","v":0},{"$f":"IF($D561=\"Full\",'Failure Persistence Storage'!DO561,0)","v":0},{"$f":"IF($D561=\"Full\",'Failure Persistence Storage'!DP561,0)","v":0},{"$f":"IF($D561=\"Full\",'Failure Persistence Storage'!DS561,0)","v":0},{"$f":"IF($D561=\"Full\",'Failure Persistence Storage'!DT561,0)","v":0},{"$f":"IF($D561=\"Full\",'Failure Persistence Storage'!DW561,0)","v":0},{"$f":"IF($D561=\"Full\",'Failure Persistence Storage'!DX561,0)","v":0},{"$f":"IF($D561=\"Full\",'Failure Persistence Storage'!EA561,0)","v":0},{"$f":"IF($D561=\"Full\",'Failure Persistence Storage'!EB561,0)","v":0},{"$f":"IF($D561=\"Full\",'Failure Persistence Storage'!EE561,0)","v":0},{"$f":"IF($D561=\"Full\",'Failure Persistence Storage'!EF561,0)","v":0},{"$f":"IF($D561=\"Full\",'Failure Persistence Storage'!EI561,0)","v":0},{"$f":"IF($D561=\"Full\",'Failure Persistence Storage'!EJ561,0)","v":0},{"$f":"IF($D561=\"Full\",'Failure Persistence Storage'!EM561,0)","v":0},{"$f":"IF($D561=\"Full\",'Failure Persistence Storage'!EN561,0)","v":0},{"$f":"IF($D561=\"Full\",'Failure Persistence Storage'!EQ561,0)","v":0},{"$f":"IF($D561=\"Full\",'Failure Persistence Storage'!ER561,0)","v":0},{"$f":"IF($D561=\"Full\",'Failure Persistence Storage'!EU561,0)","v":0},{"$f":"IF($D561=\"Full\",'Failure Persistence Storage'!EV561,0)","v":0},{"$f":"IF($D561=\"Full\",'Failure Persistence Storage'!EY561,0)","v":0},{"$f":"IF($D561=\"Full\",'Failure Persistence Storage'!EZ561,0)","v":0},{"$f":"IF($D561=\"Full\",'Failure Persistence Storage'!FC561,0)","v":0},{"$f":"IF($D561=\"Full\",'Failure Persistence Storage'!FD561,0)","v":0},{"$f":"IF($D561=\"Full\",'Failure Persistence Storage'!FG561,0)","v":0},{"$f":"IF($D561=\"Full\",'Failure Persistence Storage'!FH561,0)","v":0},{"$f":"IF($D561=\"Full\",'Failure Persistence Storage'!FK561,0)","v":0},{"$f":"IF($D561=\"Full\",'Failure Persistence Storage'!FL561,0)","v":0},{"$f":"IF($D561=\"Full\",'Failure Persistence Storage'!FO561,0)","v":0},{"$f":"IF($D561=\"Full\",'Failure Persistence Storage'!FP561,0)","v":0},{"$f":"IF($D561=\"Full\",'Failure Persistence Storage'!FS561,0)","v":0},{"$f":"IF($D561=\"Full\",'Failure Persistence Storage'!FT561,0)","v":0},{"$f":"IF($D561=\"Full\",'Failure Persistence Storage'!FW561,0)","v":0},{"$f":"IF($D561=\"Full\",'Failure Persistence Storage'!FX561,0)","v":0},{"$f":"IF($D561=\"Full\",'Failure Persistence Storage'!GA561,0)","v":0},{"$f":"IF($D561=\"Full\",'Failure Persistence Storage'!GB561,0)","v":0},{"$f":"IF($D561=\"Full\",'Failure Persistence Storage'!GE561,0)","v":0},{"$f":"IF($D561=\"Full\",'Failure Persistence Storage'!GF561,0)","v":0},{"$f":"IF($D561=\"Full\",'Failure Persistence Storage'!GI561,0)","v":0},{"$f":"IF($D561=\"Full\",'Failure Persistence Storage'!GJ561,0)","v":0},{"$f":"IF($D561=\"Full\",'Failure Persistence Storage'!GM561,0)","v":0},{"$f":"IF($D561=\"Full\",'Failure Persistence Storage'!GN561,0)","v":0},{"$f":"IF($D561=\"Full\",'Failure Persistence Storage'!GQ561,0)","v":0},{"$f":"IF($D561=\"Full\",'Failure Persistence Storage'!GR561,0)","v":0},{"$f":"IF($D561=\"Full\",'Failure Persistence Storage'!GU561,0)","v":0},{"$f":"IF($D561=\"Full\",'Failure Persistence Storage'!GV561,0)","v":0},{"$f":"IF($D561=\"Full\",'Failure Persistence Storage'!GY561,0)","v":0},{"$f":"IF($D561=\"Full\",'Failure Persistence Storage'!GZ561,0)","v":0},{"$f":"IF($D561=\"Full\",'Failure Persistence Storage'!HC561,0)","v":0},{"$f":"IF($D561=\"Full\",'Failure Persistence Storage'!HD561,0)","v":0},{"$f":"IF($D561=\"Full\",'Failure Persistence Storage'!HG561,0)","v":0},{"$f":"IF($D561=\"Full\",'Failure Persistence Storage'!HH561,0)","v":0},{"$f":"IF($D561=\"Full\",'Failure Persistence Storage'!HK561,0)","v":0},{"$f":"IF($D561=\"Full\",'Failure Persistence Storage'!HL561,0)","v":0},{"$f":"IF($D561=\"Full\",'Failure Persistence Storage'!HO561,0)","v":0}]
[null,null,null," ",null,null,null,null,null,null,"Row Number",null,null,null,null,null,null,null,null,null,null,null,null,null,null,null,null," "," "," "," "," "," "," "," "," "," "," "," "," "," "," "," "," "," "," "," "," "," "," "," "," "," "," "," "," "," "," "," "," "," "," "," "," "," "," "," "," "," "," "," "," "," "," "," "," "," "," "," "," "," "," "," "," "," "," "," "," "," "," "," "," "," "," "," "," "," "," "," "," "," "," "," "," "," "," "," "," "," "," "," "," "," "," "," "," "," "," "," "," "," "," "," "," "," "," "," "," "," "," "," "," "," "," "," "," "," "," "," "," "," "," "," "," "," "," "," "," "," "," "," "," "," "," "," "," "," "," "," "," "," "," "," "," "," "," "," "," "," "," "," "," "," "," "," "," "," "," "," "," "," "," "," "," "," "," "," "," "," "," "," "," "," "," "," "," "," "," "," "," "," "," "," "," "," "," "," "," "," "," "," "," "," "," "," "," "," "," "," "," "," "," "," ",null,{"$f":"IF($D566=\"Full\",'Failure Persistence Storage'!AB566,0)","v":0},{"$f":"IF($D566=\"Full\",'Failure Persistence Storage'!AE566,0)","v":0},{"$f":"IF($D566=\"Full\",'Failure Persistence Storage'!AF566,0)","v":0},{"$f":"IF($D566=\"Full\",'Failure Persistence Storage'!AI566,0)","v":0},{"$f":"IF($D566=\"Full\",'Failure Persistence Storage'!AJ566,0)","v":0},{"$f":"IF($D566=\"Full\",'Failure Persistence Storage'!AM566,0)","v":0},{"$f":"IF($D566=\"Full\",'Failure Persistence Storage'!AN566,0)","v":0},{"$f":"IF($D566=\"Full\",'Failure Persistence Storage'!AQ566,0)","v":0},{"$f":"IF($D566=\"Full\",'Failure Persistence Storage'!AR566,0)","v":0},{"$f":"IF($D566=\"Full\",'Failure Persistence Storage'!AU566,0)","v":0},{"$f":"IF($D566=\"Full\",'Failure Persistence Storage'!AV566,0)","v":0},{"$f":"IF($D566=\"Full\",'Failure Persistence Storage'!AY566,0)","v":0},{"$f":"IF($D566=\"Full\",'Failure Persistence Storage'!AZ566,0)","v":0},{"$f":"IF($D566=\"Full\",'Failure Persistence Storage'!BC566,0)","v":0},{"$f":"IF($D566=\"Full\",'Failure Persistence Storage'!BD566,0)","v":0},{"$f":"IF($D566=\"Full\",'Failure Persistence Storage'!BG566,0)","v":0},{"$f":"IF($D566=\"Full\",'Failure Persistence Storage'!BH566,0)","v":0},{"$f":"IF($D566=\"Full\",'Failure Persistence Storage'!BK566,0)","v":0},{"$f":"IF($D566=\"Full\",'Failure Persistence Storage'!BL566,0)","v":0},{"$f":"IF($D566=\"Full\",'Failure Persistence Storage'!BO566,0)","v":0},{"$f":"IF($D566=\"Full\",'Failure Persistence Storage'!BP566,0)","v":0},{"$f":"IF($D566=\"Full\",'Failure Persistence Storage'!BS566,0)","v":0},{"$f":"IF($D566=\"Full\",'Failure Persistence Storage'!BT566,0)","v":0},{"$f":"IF($D566=\"Full\",'Failure Persistence Storage'!BW566,0)","v":0},{"$f":"IF($D566=\"Full\",'Failure Persistence Storage'!BX566,0)","v":0},{"$f":"IF($D566=\"Full\",'Failure Persistence Storage'!CA566,0)","v":0},{"$f":"IF($D566=\"Full\",'Failure Persistence Storage'!CB566,0)","v":0},{"$f":"IF($D566=\"Full\",'Failure Persistence Storage'!CE566,0)","v":0},{"$f":"IF($D566=\"Full\",'Failure Persistence Storage'!CF566,0)","v":0},{"$f":"IF($D566=\"Full\",'Failure Persistence Storage'!CI566,0)","v":0},{"$f":"IF($D566=\"Full\",'Failure Persistence Storage'!CJ566,0)","v":0},{"$f":"IF($D566=\"Full\",'Failure Persistence Storage'!CM566,0)","v":0},{"$f":"IF($D566=\"Full\",'Failure Persistence Storage'!CN566,0)","v":0},{"$f":"IF($D566=\"Full\",'Failure Persistence Storage'!CQ566,0)","v":0},{"$f":"IF($D566=\"Full\",'Failure Persistence Storage'!CR566,0)","v":0},{"$f":"IF($D566=\"Full\",'Failure Persistence Storage'!CU566,0)","v":0},{"$f":"IF($D566=\"Full\",'Failure Persistence Storage'!CV566,0)","v":0},{"$f":"IF($D566=\"Full\",'Failure Persistence Storage'!CY566,0)","v":0},{"$f":"IF($D566=\"Full\",'Failure Persistence Storage'!CZ566,0)","v":0},{"$f":"IF($D566=\"Full\",'Failure Persistence Storage'!DC566,0)","v":0},{"$f":"IF($D566=\"Full\",'Failure Persistence Storage'!DD566,0)","v":0},{"$f":"IF($D566=\"Full\",'Failure Persistence Storage'!DG566,0)","v":0},{"$f":"IF($D566=\"Full\",'Failure Persistence Storage'!DH566,0)","v":0},{"$f":"IF($D566=\"Full\",'Failure Persistence Storage'!DK566,0)","v":0},{"$f":"IF($D566=\"Full\",'Failure Persistence Storage'!DL566,0)","v":0},{"$f":"IF($D566=\"Full\",'Failure Persistence Storage'!DO566,0)","v":0},{"$f":"IF($D566=\"Full\",'Failure Persistence Storage'!DP566,0)","v":0},{"$f":"IF($D566=\"Full\",'Failure Persistence Storage'!DS566,0)","v":0},{"$f":"IF($D566=\"Full\",'Failure Persistence Storage'!DT566,0)","v":0},{"$f":"IF($D566=\"Full\",'Failure Persistence Storage'!DW566,0)","v":0},{"$f":"IF($D566=\"Full\",'Failure Persistence Storage'!DX566,0)","v":0},{"$f":"IF($D566=\"Full\",'Failure Persistence Storage'!EA566,0)","v":0},{"$f":"IF($D566=\"Full\",'Failure Persistence Storage'!EB566,0)","v":0},{"$f":"IF($D566=\"Full\",'Failure Persistence Storage'!EE566,0)","v":0},{"$f":"IF($D566=\"Full\",'Failure Persistence Storage'!EF566,0)","v":0},{"$f":"IF($D566=\"Full\",'Failure Persistence Storage'!EI566,0)","v":0},{"$f":"IF($D566=\"Full\",'Failure Persistence Storage'!EJ566,0)","v":0},{"$f":"IF($D566=\"Full\",'Failure Persistence Storage'!EM566,0)","v":0},{"$f":"IF($D566=\"Full\",'Failure Persistence Storage'!EN566,0)","v":0},{"$f":"IF($D566=\"Full\",'Failure Persistence Storage'!EQ566,0)","v":0},{"$f":"IF($D566=\"Full\",'Failure Persistence Storage'!ER566,0)","v":0},{"$f":"IF($D566=\"Full\",'Failure Persistence Storage'!EU566,0)","v":0},{"$f":"IF($D566=\"Full\",'Failure Persistence Storage'!EV566,0)","v":0},{"$f":"IF($D566=\"Full\",'Failure Persistence Storage'!EY566,0)","v":0},{"$f":"IF($D566=\"Full\",'Failure Persistence Storage'!EZ566,0)","v":0},{"$f":"IF($D566=\"Full\",'Failure Persistence Storage'!FC566,0)","v":0},{"$f":"IF($D566=\"Full\",'Failure Persistence Storage'!FD566,0)","v":0},{"$f":"IF($D566=\"Full\",'Failure Persistence Storage'!FG566,0)","v":0},{"$f":"IF($D566=\"Full\",'Failure Persistence Storage'!FH566,0)","v":0},{"$f":"IF($D566=\"Full\",'Failure Persistence Storage'!FK566,0)","v":0},{"$f":"IF($D566=\"Full\",'Failure Persistence Storage'!FL566,0)","v":0},{"$f":"IF($D566=\"Full\",'Failure Persistence Storage'!FO566,0)","v":0},{"$f":"IF($D566=\"Full\",'Failure Persistence Storage'!FP566,0)","v":0},{"$f":"IF($D566=\"Full\",'Failure Persistence Storage'!FS566,0)","v":0},{"$f":"IF($D566=\"Full\",'Failure Persistence Storage'!FT566,0)","v":0},{"$f":"IF($D566=\"Full\",'Failure Persistence Storage'!FW566,0)","v":0},{"$f":"IF($D566=\"Full\",'Failure Persistence Storage'!FX566,0)","v":0},{"$f":"IF($D566=\"Full\",'Failure Persistence Storage'!GA566,0)","v":0},{"$f":"IF($D566=\"Full\",'Failure Persistence Storage'!GB566,0)","v":0},{"$f":"IF($D566=\"Full\",'Failure Persistence Storage'!GE566,0)","v":0},{"$f":"IF($D566=\"Full\",'Failure Persistence Storage'!GF566,0)","v":0},{"$f":"IF($D566=\"Full\",'Failure Persistence Storage'!GI566,0)","v":0},{"$f":"IF($D566=\"Full\",'Failure Persistence Storage'!GJ566,0)","v":0},{"$f":"IF($D566=\"Full\",'Failure Persistence Storage'!GM566,0)","v":0},{"$f":"IF($D566=\"Full\",'Failure Persistence Storage'!GN566,0)","v":0},{"$f":"IF($D566=\"Full\",'Failure Persistence Storage'!GQ566,0)","v":0},{"$f":"IF($D566=\"Full\",'Failure Persistence Storage'!GR566,0)","v":0},{"$f":"IF($D566=\"Full\",'Failure Persistence Storage'!GU566,0)","v":0},{"$f":"IF($D566=\"Full\",'Failure Persistence Storage'!GV566,0)","v":0},{"$f":"IF($D566=\"Full\",'Failure Persistence Storage'!GY566,0)","v":0},{"$f":"IF($D566=\"Full\",'Failure Persistence Storage'!GZ566,0)","v":0},{"$f":"IF($D566=\"Full\",'Failure Persistence Storage'!HC566,0)","v":0},{"$f":"IF($D566=\"Full\",'Failure Persistence Storage'!HD566,0)","v":0},{"$f":"IF($D566=\"Full\",'Failure Persistence Storage'!HG566,0)","v":0},{"$f":"IF($D566=\"Full\",'Failure Persistence Storage'!HH566,0)","v":0},{"$f":"IF($D566=\"Full\",'Failure Persistence Storage'!HK566,0)","v":0},{"$f":"IF($D566=\"Full\",'Failure Persistence Storage'!HL566,0)","v":0},{"$f":"IF($D566=\"Full\",'Failure Persistence Storage'!HO566,0)","v":0}]
[null,null,null," ",null,null,null,null,null,null,"Row Number",null,null,null,null,null,null,null,null,null,null,null,null,null,null,null,null," "," "," "," "," "," "," "," "," "," "," "," "," "," "," "," "," "," "," "," "," "," "," "," "," "," "," "," "," "," "," "," "," "," "," "," "," "," "," "," "," "," "," "," "," "," "," "," "," "," "," "," "," "," "," "," "," "," "," "," "," "," "," "," "," "," "," "," "," "," "," "," "," "," "," "," "," "," "," "," "," "," "," "," "," "," "," "," "," "," "," "," "," "," "," "," "," "," "," "," "," "," "," "," "," "," "," "," "," "," "," "," "," "," "," "," "," "," "," "," "," "," "," "," "," "," "," "," "," "," "," "," "," "," "," "," "," "," "," "," "," "," "," "," "," "," "," "," "," "," "," "," "," "," "," "," "," "," "," "," "," "," "," "," "," "," "," "," "," "," "," "," "," "," "," "," "," "," "," "," "," "," "," "," "," "," "," "," "," "," "," "," "," "," "," "," ",null,{"$f":"IF($D569=\"Full\",'Failure Persistence Storage'!AB569,0)","v":0},{"$f":"IF($D569=\"Full\",'Failure Persistence Storage'!AE569,0)","v":0},{"$f":"IF($D569=\"Full\",'Failure Persistence Storage'!AF569,0)","v":0},{"$f":"IF($D569=\"Full\",'Failure Persistence Storage'!AI569,0)","v":0},{"$f":"IF($D569=\"Full\",'Failure Persistence Storage'!AJ569,0)","v":0},{"$f":"IF($D569=\"Full\",'Failure Persistence Storage'!AM569,0)","v":0},{"$f":"IF($D569=\"Full\",'Failure Persistence Storage'!AN569,0)","v":0},{"$f":"IF($D569=\"Full\",'Failure Persistence Storage'!AQ569,0)","v":0},{"$f":"IF($D569=\"Full\",'Failure Persistence Storage'!AR569,0)","v":0},{"$f":"IF($D569=\"Full\",'Failure Persistence Storage'!AU569,0)","v":0},{"$f":"IF($D569=\"Full\",'Failure Persistence Storage'!AV569,0)","v":0},{"$f":"IF($D569=\"Full\",'Failure Persistence Storage'!AY569,0)","v":0},{"$f":"IF($D569=\"Full\",'Failure Persistence Storage'!AZ569,0)","v":0},{"$f":"IF($D569=\"Full\",'Failure Persistence Storage'!BC569,0)","v":0},{"$f":"IF($D569=\"Full\",'Failure Persistence Storage'!BD569,0)","v":0},{"$f":"IF($D569=\"Full\",'Failure Persistence Storage'!BG569,0)","v":0},{"$f":"IF($D569=\"Full\",'Failure Persistence Storage'!BH569,0)","v":0},{"$f":"IF($D569=\"Full\",'Failure Persistence Storage'!BK569,0)","v":0},{"$f":"IF($D569=\"Full\",'Failure Persistence Storage'!BL569,0)","v":0},{"$f":"IF($D569=\"Full\",'Failure Persistence Storage'!BO569,0)","v":0},{"$f":"IF($D569=\"Full\",'Failure Persistence Storage'!BP569,0)","v":0},{"$f":"IF($D569=\"Full\",'Failure Persistence Storage'!BS569,0)","v":0},{"$f":"IF($D569=\"Full\",'Failure Persistence Storage'!BT569,0)","v":0},{"$f":"IF($D569=\"Full\",'Failure Persistence Storage'!BW569,0)","v":0},{"$f":"IF($D569=\"Full\",'Failure Persistence Storage'!BX569,0)","v":0},{"$f":"IF($D569=\"Full\",'Failure Persistence Storage'!CA569,0)","v":0},{"$f":"IF($D569=\"Full\",'Failure Persistence Storage'!CB569,0)","v":0},{"$f":"IF($D569=\"Full\",'Failure Persistence Storage'!CE569,0)","v":0},{"$f":"IF($D569=\"Full\",'Failure Persistence Storage'!CF569,0)","v":0},{"$f":"IF($D569=\"Full\",'Failure Persistence Storage'!CI569,0)","v":0},{"$f":"IF($D569=\"Full\",'Failure Persistence Storage'!CJ569,0)","v":0},{"$f":"IF($D569=\"Full\",'Failure Persistence Storage'!CM569,0)","v":0},{"$f":"IF($D569=\"Full\",'Failure Persistence Storage'!CN569,0)","v":0},{"$f":"IF($D569=\"Full\",'Failure Persistence Storage'!CQ569,0)","v":0},{"$f":"IF($D569=\"Full\",'Failure Persistence Storage'!CR569,0)","v":0},{"$f":"IF($D569=\"Full\",'Failure Persistence Storage'!CU569,0)","v":0},{"$f":"IF($D569=\"Full\",'Failure Persistence Storage'!CV569,0)","v":0},{"$f":"IF($D569=\"Full\",'Failure Persistence Storage'!CY569,0)","v":0},{"$f":"IF($D569=\"Full\",'Failure Persistence Storage'!CZ569,0)","v":0},{"$f":"IF($D569=\"Full\",'Failure Persistence Storage'!DC569,0)","v":0},{"$f":"IF($D569=\"Full\",'Failure Persistence Storage'!DD569,0)","v":0},{"$f":"IF($D569=\"Full\",'Failure Persistence Storage'!DG569,0)","v":0},{"$f":"IF($D569=\"Full\",'Failure Persistence Storage'!DH569,0)","v":0},{"$f":"IF($D569=\"Full\",'Failure Persistence Storage'!DK569,0)","v":0},{"$f":"IF($D569=\"Full\",'Failure Persistence Storage'!DL569,0)","v":0},{"$f":"IF($D569=\"Full\",'Failure Persistence Storage'!DO569,0)","v":0},{"$f":"IF($D569=\"Full\",'Failure Persistence Storage'!DP569,0)","v":0},{"$f":"IF($D569=\"Full\",'Failure Persistence Storage'!DS569,0)","v":0},{"$f":"IF($D569=\"Full\",'Failure Persistence Storage'!DT569,0)","v":0},{"$f":"IF($D569=\"Full\",'Failure Persistence Storage'!DW569,0)","v":0},{"$f":"IF($D569=\"Full\",'Failure Persistence Storage'!DX569,0)","v":0},{"$f":"IF($D569=\"Full\",'Failure Persistence Storage'!EA569,0)","v":0},{"$f":"IF($D569=\"Full\",'Failure Persistence Storage'!EB569,0)","v":0},{"$f":"IF($D569=\"Full\",'Failure Persistence Storage'!EE569,0)","v":0},{"$f":"IF($D569=\"Full\",'Failure Persistence Storage'!EF569,0)","v":0},{"$f":"IF($D569=\"Full\",'Failure Persistence Storage'!EI569,0)","v":0},{"$f":"IF($D569=\"Full\",'Failure Persistence Storage'!EJ569,0)","v":0},{"$f":"IF($D569=\"Full\",'Failure Persistence Storage'!EM569,0)","v":0},{"$f":"IF($D569=\"Full\",'Failure Persistence Storage'!EN569,0)","v":0},{"$f":"IF($D569=\"Full\",'Failure Persistence Storage'!EQ569,0)","v":0},{"$f":"IF($D569=\"Full\",'Failure Persistence Storage'!ER569,0)","v":0},{"$f":"IF($D569=\"Full\",'Failure Persistence Storage'!EU569,0)","v":0},{"$f":"IF($D569=\"Full\",'Failure Persistence Storage'!EV569,0)","v":0},{"$f":"IF($D569=\"Full\",'Failure Persistence Storage'!EY569,0)","v":0},{"$f":"IF($D569=\"Full\",'Failure Persistence Storage'!EZ569,0)","v":0},{"$f":"IF($D569=\"Full\",'Failure Persistence Storage'!FC569,0)","v":0},{"$f":"IF($D569=\"Full\",'Failure Persistence Storage'!FD569,0)","v":0},{"$f":"IF($D569=\"Full\",'Failure Persistence Storage'!FG569,0)","v":0},{"$f":"IF($D569=\"Full\",'Failure Persistence Storage'!FH569,0)","v":0},{"$f":"IF($D569=\"Full\",'Failure Persistence Storage'!FK569,0)","v":0},{"$f":"IF($D569=\"Full\",'Failure Persistence Storage'!FL569,0)","v":0},{"$f":"IF($D569=\"Full\",'Failure Persistence Storage'!FO569,0)","v":0},{"$f":"IF($D569=\"Full\",'Failure Persistence Storage'!FP569,0)","v":0},{"$f":"IF($D569=\"Full\",'Failure Persistence Storage'!FS569,0)","v":0},{"$f":"IF($D569=\"Full\",'Failure Persistence Storage'!FT569,0)","v":0},{"$f":"IF($D569=\"Full\",'Failure Persistence Storage'!FW569,0)","v":0},{"$f":"IF($D569=\"Full\",'Failure Persistence Storage'!FX569,0)","v":0},{"$f":"IF($D569=\"Full\",'Failure Persistence Storage'!GA569,0)","v":0},{"$f":"IF($D569=\"Full\",'Failure Persistence Storage'!GB569,0)","v":0},{"$f":"IF($D569=\"Full\",'Failure Persistence Storage'!GE569,0)","v":0},{"$f":"IF($D569=\"Full\",'Failure Persistence Storage'!GF569,0)","v":0},{"$f":"IF($D569=\"Full\",'Failure Persistence Storage'!GI569,0)","v":0},{"$f":"IF($D569=\"Full\",'Failure Persistence Storage'!GJ569,0)","v":0},{"$f":"IF($D569=\"Full\",'Failure Persistence Storage'!GM569,0)","v":0},{"$f":"IF($D569=\"Full\",'Failure Persistence Storage'!GN569,0)","v":0},{"$f":"IF($D569=\"Full\",'Failure Persistence Storage'!GQ569,0)","v":0},{"$f":"IF($D569=\"Full\",'Failure Persistence Storage'!GR569,0)","v":0},{"$f":"IF($D569=\"Full\",'Failure Persistence Storage'!GU569,0)","v":0},{"$f":"IF($D569=\"Full\",'Failure Persistence Storage'!GV569,0)","v":0},{"$f":"IF($D569=\"Full\",'Failure Persistence Storage'!GY569,0)","v":0},{"$f":"IF($D569=\"Full\",'Failure Persistence Storage'!GZ569,0)","v":0},{"$f":"IF($D569=\"Full\",'Failure Persistence Storage'!HC569,0)","v":0},{"$f":"IF($D569=\"Full\",'Failure Persistence Storage'!HD569,0)","v":0},{"$f":"IF($D569=\"Full\",'Failure Persistence Storage'!HG569,0)","v":0},{"$f":"IF($D569=\"Full\",'Failure Persistence Storage'!HH569,0)","v":0},{"$f":"IF($D569=\"Full\",'Failure Persistence Storage'!HK569,0)","v":0},{"$f":"IF($D569=\"Full\",'Failure Persistence Storage'!HL569,0)","v":0},{"$f":"IF($D569=\"Full\",'Failure Persistence Storage'!HO569,0)","v":0}]
[null,null,null," ",null,null,null,null,null,null,"Row Number",null,null,null,null,null,null,null,null,null,null,null,null,null,null,null,null," "," "," "," "," "," "," "," "," "," "," "," "," "," "," "," "," "," "," "," "," "," "," "," "," "," "," "," "," "," "," "," "," "," "," "," "," "," "," "," "," "," "," "," "," "," "," "," "," "," "," "," "," "," "," "," "," "," "," "," "," "," "," "," "," "," "," "," "," "," "," "," "," "," "," "," "," "," "," "," "," "," "," "," "," "," "," "," "," "," "," "," "," "," "," "," "," "," "," "," "," "," "," "," "," "," "," "," "," "," "," "," "," "," "," "," "," "," "," "," "," "," "," "," "," "," "," "," "," "," "," "," "," "," "," "," "," "," "," "," "," "," "," "," "," "," "," "," "," "," "," "," "," "," "," "," "," "," "," "," "," "," "," "," "," "," "," "," "," "," "," "," "," "," "," "," "," "," "," "," "," "," "," "," "," "," "," "," "," "," "," "," "," "," "," "," ",null,{"$f":"IF($D570=\"Full\",'Failure Persistence Storage'!AB570,0)","v":0},{"$f":"IF($D570=\"Full\",'Failure Persistence Storage'!AE570,0)","v":0},{"$f":"IF($D570=\"Full\",'Failure Persistence Storage'!AF570,0)","v":0},{"$f":"IF($D570=\"Full\",'Failure Persistence Storage'!AI570,0)","v":0},{"$f":"IF($D570=\"Full\",'Failure Persistence Storage'!AJ570,0)","v":0},{"$f":"IF($D570=\"Full\",'Failure Persistence Storage'!AM570,0)","v":0},{"$f":"IF($D570=\"Full\",'Failure Persistence Storage'!AN570,0)","v":0},{"$f":"IF($D570=\"Full\",'Failure Persistence Storage'!AQ570,0)","v":0},{"$f":"IF($D570=\"Full\",'Failure Persistence Storage'!AR570,0)","v":0},{"$f":"IF($D570=\"Full\",'Failure Persistence Storage'!AU570,0)","v":0},{"$f":"IF($D570=\"Full\",'Failure Persistence Storage'!AV570,0)","v":0},{"$f":"IF($D570=\"Full\",'Failure Persistence Storage'!AY570,0)","v":0},{"$f":"IF($D570=\"Full\",'Failure Persistence Storage'!AZ570,0)","v":0},{"$f":"IF($D570=\"Full\",'Failure Persistence Storage'!BC570,0)","v":0},{"$f":"IF($D570=\"Full\",'Failure Persistence Storage'!BD570,0)","v":0},{"$f":"IF($D570=\"Full\",'Failure Persistence Storage'!BG570,0)","v":0},{"$f":"IF($D570=\"Full\",'Failure Persistence Storage'!BH570,0)","v":0},{"$f":"IF($D570=\"Full\",'Failure Persistence Storage'!BK570,0)","v":0},{"$f":"IF($D570=\"Full\",'Failure Persistence Storage'!BL570,0)","v":0},{"$f":"IF($D570=\"Full\",'Failure Persistence Storage'!BO570,0)","v":0},{"$f":"IF($D570=\"Full\",'Failure Persistence Storage'!BP570,0)","v":0},{"$f":"IF($D570=\"Full\",'Failure Persistence Storage'!BS570,0)","v":0},{"$f":"IF($D570=\"Full\",'Failure Persistence Storage'!BT570,0)","v":0},{"$f":"IF($D570=\"Full\",'Failure Persistence Storage'!BW570,0)","v":0},{"$f":"IF($D570=\"Full\",'Failure Persistence Storage'!BX570,0)","v":0},{"$f":"IF($D570=\"Full\",'Failure Persistence Storage'!CA570,0)","v":0},{"$f":"IF($D570=\"Full\",'Failure Persistence Storage'!CB570,0)","v":0},{"$f":"IF($D570=\"Full\",'Failure Persistence Storage'!CE570,0)","v":0},{"$f":"IF($D570=\"Full\",'Failure Persistence Storage'!CF570,0)","v":0},{"$f":"IF($D570=\"Full\",'Failure Persistence Storage'!CI570,0)","v":0},{"$f":"IF($D570=\"Full\",'Failure Persistence Storage'!CJ570,0)","v":0},{"$f":"IF($D570=\"Full\",'Failure Persistence Storage'!CM570,0)","v":0},{"$f":"IF($D570=\"Full\",'Failure Persistence Storage'!CN570,0)","v":0},{"$f":"IF($D570=\"Full\",'Failure Persistence Storage'!CQ570,0)","v":0},{"$f":"IF($D570=\"Full\",'Failure Persistence Storage'!CR570,0)","v":0},{"$f":"IF($D570=\"Full\",'Failure Persistence Storage'!CU570,0)","v":0},{"$f":"IF($D570=\"Full\",'Failure Persistence Storage'!CV570,0)","v":0},{"$f":"IF($D570=\"Full\",'Failure Persistence Storage'!CY570,0)","v":0},{"$f":"IF($D570=\"Full\",'Failure Persistence Storage'!CZ570,0)","v":0},{"$f":"IF($D570=\"Full\",'Failure Persistence Storage'!DC570,0)","v":0},{"$f":"IF($D570=\"Full\",'Failure Persistence Storage'!DD570,0)","v":0},{"$f":"IF($D570=\"Full\",'Failure Persistence Storage'!DG570,0)","v":0},{"$f":"IF($D570=\"Full\",'Failure Persistence Storage'!DH570,0)","v":0},{"$f":"IF($D570=\"Full\",'Failure Persistence Storage'!DK570,0)","v":0},{"$f":"IF($D570=\"Full\",'Failure Persistence Storage'!DL570,0)","v":0},{"$f":"IF($D570=\"Full\",'Failure Persistence Storage'!DO570,0)","v":0},{"$f":"IF($D570=\"Full\",'Failure Persistence Storage'!DP570,0)","v":0},{"$f":"IF($D570=\"Full\",'Failure Persistence Storage'!DS570,0)","v":0},{"$f":"IF($D570=\"Full\",'Failure Persistence Storage'!DT570,0)","v":0},{"$f":"IF($D570=\"Full\",'Failure Persistence Storage'!DW570,0)","v":0},{"$f":"IF($D570=\"Full\",'Failure Persistence Storage'!DX570,0)","v":0},{"$f":"IF($D570=\"Full\",'Failure Persistence Storage'!EA570,0)","v":0},{"$f":"IF($D570=\"Full\",'Failure Persistence Storage'!EB570,0)","v":0},{"$f":"IF($D570=\"Full\",'Failure Persistence Storage'!EE570,0)","v":0},{"$f":"IF($D570=\"Full\",'Failure Persistence Storage'!EF570,0)","v":0},{"$f":"IF($D570=\"Full\",'Failure Persistence Storage'!EI570,0)","v":0},{"$f":"IF($D570=\"Full\",'Failure Persistence Storage'!EJ570,0)","v":0},{"$f":"IF($D570=\"Full\",'Failure Persistence Storage'!EM570,0)","v":0},{"$f":"IF($D570=\"Full\",'Failure Persistence Storage'!EN570,0)","v":0},{"$f":"IF($D570=\"Full\",'Failure Persistence Storage'!EQ570,0)","v":0},{"$f":"IF($D570=\"Full\",'Failure Persistence Storage'!ER570,0)","v":0},{"$f":"IF($D570=\"Full\",'Failure Persistence Storage'!EU570,0)","v":0},{"$f":"IF($D570=\"Full\",'Failure Persistence Storage'!EV570,0)","v":0},{"$f":"IF($D570=\"Full\",'Failure Persistence Storage'!EY570,0)","v":0},{"$f":"IF($D570=\"Full\",'Failure Persistence Storage'!EZ570,0)","v":0},{"$f":"IF($D570=\"Full\",'Failure Persistence Storage'!FC570,0)","v":0},{"$f":"IF($D570=\"Full\",'Failure Persistence Storage'!FD570,0)","v":0},{"$f":"IF($D570=\"Full\",'Failure Persistence Storage'!FG570,0)","v":0},{"$f":"IF($D570=\"Full\",'Failure Persistence Storage'!FH570,0)","v":0},{"$f":"IF($D570=\"Full\",'Failure Persistence Storage'!FK570,0)","v":0},{"$f":"IF($D570=\"Full\",'Failure Persistence Storage'!FL570,0)","v":0},{"$f":"IF($D570=\"Full\",'Failure Persistence Storage'!FO570,0)","v":0},{"$f":"IF($D570=\"Full\",'Failure Persistence Storage'!FP570,0)","v":0},{"$f":"IF($D570=\"Full\",'Failure Persistence Storage'!FS570,0)","v":0},{"$f":"IF($D570=\"Full\",'Failure Persistence Storage'!FT570,0)","v":0},{"$f":"IF($D570=\"Full\",'Failure Persistence Storage'!FW570,0)","v":0},{"$f":"IF($D570=\"Full\",'Failure Persistence Storage'!FX570,0)","v":0},{"$f":"IF($D570=\"Full\",'Failure Persistence Storage'!GA570,0)","v":0},{"$f":"IF($D570=\"Full\",'Failure Persistence Storage'!GB570,0)","v":0},{"$f":"IF($D570=\"Full\",'Failure Persistence Storage'!GE570,0)","v":0},{"$f":"IF($D570=\"Full\",'Failure Persistence Storage'!GF570,0)","v":0},{"$f":"IF($D570=\"Full\",'Failure Persistence Storage'!GI570,0)","v":0},{"$f":"IF($D570=\"Full\",'Failure Persistence Storage'!GJ570,0)","v":0},{"$f":"IF($D570=\"Full\",'Failure Persistence Storage'!GM570,0)","v":0},{"$f":"IF($D570=\"Full\",'Failure Persistence Storage'!GN570,0)","v":0},{"$f":"IF($D570=\"Full\",'Failure Persistence Storage'!GQ570,0)","v":0},{"$f":"IF($D570=\"Full\",'Failure Persistence Storage'!GR570,0)","v":0},{"$f":"IF($D570=\"Full\",'Failure Persistence Storage'!GU570,0)","v":0},{"$f":"IF($D570=\"Full\",'Failure Persistence Storage'!GV570,0)","v":0},{"$f":"IF($D570=\"Full\",'Failure Persistence Storage'!GY570,0)","v":0},{"$f":"IF($D570=\"Full\",'Failure Persistence Storage'!GZ570,0)","v":0},{"$f":"IF($D570=\"Full\",'Failure Persistence Storage'!HC570,0)","v":0},{"$f":"IF($D570=\"Full\",'Failure Persistence Storage'!HD570,0)","v":0},{"$f":"IF($D570=\"Full\",'Failure Persistence Storage'!HG570,0)","v":0},{"$f":"IF($D570=\"Full\",'Failure Persistence Storage'!HH570,0)","v":0},{"$f":"IF($D570=\"Full\",'Failure Persistence Storage'!HK570,0)","v":0},{"$f":"IF($D570=\"Full\",'Failure Persistence Storage'!HL570,0)","v":0},{"$f":"IF($D570=\"Full\",'Failure Persistence Storage'!HO570,0)","v":0}]
[null,null,null," ",null,null,null,null,null,null,"Row Number",null,null,null,null,null,null,null,null,null,null,null,null,null,null,null,null," "," "," "," "," "," "," "," "," "," "," "," "," "," "," "," "," "," "," "," "," "," "," "," "," "," "," "," "," "," "," "," "," "," "," "," "," "," "," "," "," "," "," "," "," "," "," "," "," "," "," "," "," "," "," "," "," "," "," "," "," "," "," "," "," "," "," "," "," "," "," "," "," "," "," "," "," "," "," "," "," "," "," "," "," "," "," "," "," "," "," "," "," "," "," "," "," "," "," "," "," "," "," "," "," "," "," "," "," "," "," "," "," "," "," "," "," "," "," "," "," "," "," "," "," "," "," "," "," "," "," "," "," "," "," "," "," "," "," "," "," "," "," "," "," "," "," "," "," "," "," "," "," "," "," "," "," "," "," "," "," "," "," "," "," "," "," "," "," "," "," "," "," "," "," "," "," "," "," "," "," "," "," "," "," "," "," "," "," "," "," "," "," "," "," "," ",null,{"$f":"IF($D571=\"Full\",'Failure Persistence Storage'!AB571,0)","v":0},{"$f":"IF($D571=\"Full\",'Failure Persistence Storage'!AE571,0)","v":0},{"$f":"IF($D571=\"Full\",'Failure Persistence Storage'!AF571,0)","v":0},{"$f":"IF($D571=\"Full\",'Failure Persistence Storage'!AI571,0)","v":0},{"$f":"IF($D571=\"Full\",'Failure Persistence Storage'!AJ571,0)","v":0},{"$f":"IF($D571=\"Full\",'Failure Persistence Storage'!AM571,0)","v":0},{"$f":"IF($D571=\"Full\",'Failure Persistence Storage'!AN571,0)","v":0},{"$f":"IF($D571=\"Full\",'Failure Persistence Storage'!AQ571,0)","v":0},{"$f":"IF($D571=\"Full\",'Failure Persistence Storage'!AR571,0)","v":0},{"$f":"IF($D571=\"Full\",'Failure Persistence Storage'!AU571,0)","v":0},{"$f":"IF($D571=\"Full\",'Failure Persistence Storage'!AV571,0)","v":0},{"$f":"IF($D571=\"Full\",'Failure Persistence Storage'!AY571,0)","v":0},{"$f":"IF($D571=\"Full\",'Failure Persistence Storage'!AZ571,0)","v":0},{"$f":"IF($D571=\"Full\",'Failure Persistence Storage'!BC571,0)","v":0},{"$f":"IF($D571=\"Full\",'Failure Persistence Storage'!BD571,0)","v":0},{"$f":"IF($D571=\"Full\",'Failure Persistence Storage'!BG571,0)","v":0},{"$f":"IF($D571=\"Full\",'Failure Persistence Storage'!BH571,0)","v":0},{"$f":"IF($D571=\"Full\",'Failure Persistence Storage'!BK571,0)","v":0},{"$f":"IF($D571=\"Full\",'Failure Persistence Storage'!BL571,0)","v":0},{"$f":"IF($D571=\"Full\",'Failure Persistence Storage'!BO571,0)","v":0},{"$f":"IF($D571=\"Full\",'Failure Persistence Storage'!BP571,0)","v":0},{"$f":"IF($D571=\"Full\",'Failure Persistence Storage'!BS571,0)","v":0},{"$f":"IF($D571=\"Full\",'Failure Persistence Storage'!BT571,0)","v":0},{"$f":"IF($D571=\"Full\",'Failure Persistence Storage'!BW571,0)","v":0},{"$f":"IF($D571=\"Full\",'Failure Persistence Storage'!BX571,0)","v":0},{"$f":"IF($D571=\"Full\",'Failure Persistence Storage'!CA571,0)","v":0},{"$f":"IF($D571=\"Full\",'Failure Persistence Storage'!CB571,0)","v":0},{"$f":"IF($D571=\"Full\",'Failure Persistence Storage'!CE571,0)","v":0},{"$f":"IF($D571=\"Full\",'Failure Persistence Storage'!CF571,0)","v":0},{"$f":"IF($D571=\"Full\",'Failure Persistence Storage'!CI571,0)","v":0},{"$f":"IF($D571=\"Full\",'Failure Persistence Storage'!CJ571,0)","v":0},{"$f":"IF($D571=\"Full\",'Failure Persistence Storage'!CM571,0)","v":0},{"$f":"IF($D571=\"Full\",'Failure Persistence Storage'!CN571,0)","v":0},{"$f":"IF($D571=\"Full\",'Failure Persistence Storage'!CQ571,0)","v":0},{"$f":"IF($D571=\"Full\",'Failure Persistence Storage'!CR571,0)","v":0},{"$f":"IF($D571=\"Full\",'Failure Persistence Storage'!CU571,0)","v":0},{"$f":"IF($D571=\"Full\",'Failure Persistence Storage'!CV571,0)","v":0},{"$f":"IF($D571=\"Full\",'Failure Persistence Storage'!CY571,0)","v":0},{"$f":"IF($D571=\"Full\",'Failure Persistence Storage'!CZ571,0)","v":0},{"$f":"IF($D571=\"Full\",'Failure Persistence Storage'!DC571,0)","v":0},{"$f":"IF($D571=\"Full\",'Failure Persistence Storage'!DD571,0)","v":0},{"$f":"IF($D571=\"Full\",'Failure Persistence Storage'!DG571,0)","v":0},{"$f":"IF($D571=\"Full\",'Failure Persistence Storage'!DH571,0)","v":0},{"$f":"IF($D571=\"Full\",'Failure Persistence Storage'!DK571,0)","v":0},{"$f":"IF($D571=\"Full\",'Failure Persistence Storage'!DL571,0)","v":0},{"$f":"IF($D571=\"Full\",'Failure Persistence Storage'!DO571,0)","v":0},{"$f":"IF($D571=\"Full\",'Failure Persistence Storage'!DP571,0)","v":0},{"$f":"IF($D571=\"Full\",'Failure Persistence Storage'!DS571,0)","v":0},{"$f":"IF($D571=\"Full\",'Failure Persistence Storage'!DT571,0)","v":0},{"$f":"IF($D571=\"Full\",'Failure Persistence Storage'!DW571,0)","v":0},{"$f":"IF($D571=\"Full\",'Failure Persistence Storage'!DX571,0)","v":0},{"$f":"IF($D571=\"Full\",'Failure Persistence Storage'!EA571,0)","v":0},{"$f":"IF($D571=\"Full\",'Failure Persistence Storage'!EB571,0)","v":0},{"$f":"IF($D571=\"Full\",'Failure Persistence Storage'!EE571,0)","v":0},{"$f":"IF($D571=\"Full\",'Failure Persistence Storage'!EF571,0)","v":0},{"$f":"IF($D571=\"Full\",'Failure Persistence Storage'!EI571,0)","v":0},{"$f":"IF($D571=\"Full\",'Failure Persistence Storage'!EJ571,0)","v":0},{"$f":"IF($D571=\"Full\",'Failure Persistence Storage'!EM571,0)","v":0},{"$f":"IF($D571=\"Full\",'Failure Persistence Storage'!EN571,0)","v":0},{"$f":"IF($D571=\"Full\",'Failure Persistence Storage'!EQ571,0)","v":0},{"$f":"IF($D571=\"Full\",'Failure Persistence Storage'!ER571,0)","v":0},{"$f":"IF($D571=\"Full\",'Failure Persistence Storage'!EU571,0)","v":0},{"$f":"IF($D571=\"Full\",'Failure Persistence Storage'!EV571,0)","v":0},{"$f":"IF($D571=\"Full\",'Failure Persistence Storage'!EY571,0)","v":0},{"$f":"IF($D571=\"Full\",'Failure Persistence Storage'!EZ571,0)","v":0},{"$f":"IF($D571=\"Full\",'Failure Persistence Storage'!FC571,0)","v":0},{"$f":"IF($D571=\"Full\",'Failure Persistence Storage'!FD571,0)","v":0},{"$f":"IF($D571=\"Full\",'Failure Persistence Storage'!FG571,0)","v":0},{"$f":"IF($D571=\"Full\",'Failure Persistence Storage'!FH571,0)","v":0},{"$f":"IF($D571=\"Full\",'Failure Persistence Storage'!FK571,0)","v":0},{"$f":"IF($D571=\"Full\",'Failure Persistence Storage'!FL571,0)","v":0},{"$f":"IF($D571=\"Full\",'Failure Persistence Storage'!FO571,0)","v":0},{"$f":"IF($D571=\"Full\",'Failure Persistence Storage'!FP571,0)","v":0},{"$f":"IF($D571=\"Full\",'Failure Persistence Storage'!FS571,0)","v":0},{"$f":"IF($D571=\"Full\",'Failure Persistence Storage'!FT571,0)","v":0},{"$f":"IF($D571=\"Full\",'Failure Persistence Storage'!FW571,0)","v":0},{"$f":"IF($D571=\"Full\",'Failure Persistence Storage'!FX571,0)","v":0},{"$f":"IF($D571=\"Full\",'Failure Persistence Storage'!GA571,0)","v":0},{"$f":"IF($D571=\"Full\",'Failure Persistence Storage'!GB571,0)","v":0},{"$f":"IF($D571=\"Full\",'Failure Persistence Storage'!GE571,0)","v":0},{"$f":"IF($D571=\"Full\",'Failure Persistence Storage'!GF571,0)","v":0},{"$f":"IF($D571=\"Full\",'Failure Persistence Storage'!GI571,0)","v":0},{"$f":"IF($D571=\"Full\",'Failure Persistence Storage'!GJ571,0)","v":0},{"$f":"IF($D571=\"Full\",'Failure Persistence Storage'!GM571,0)","v":0},{"$f":"IF($D571=\"Full\",'Failure Persistence Storage'!GN571,0)","v":0},{"$f":"IF($D571=\"Full\",'Failure Persistence Storage'!GQ571,0)","v":0},{"$f":"IF($D571=\"Full\",'Failure Persistence Storage'!GR571,0)","v":0},{"$f":"IF($D571=\"Full\",'Failure Persistence Storage'!GU571,0)","v":0},{"$f":"IF($D571=\"Full\",'Failure Persistence Storage'!GV571,0)","v":0},{"$f":"IF($D571=\"Full\",'Failure Persistence Storage'!GY571,0)","v":0},{"$f":"IF($D571=\"Full\",'Failure Persistence Storage'!GZ571,0)","v":0},{"$f":"IF($D571=\"Full\",'Failure Persistence Storage'!HC571,0)","v":0},{"$f":"IF($D571=\"Full\",'Failure Persistence Storage'!HD571,0)","v":0},{"$f":"IF($D571=\"Full\",'Failure Persistence Storage'!HG571,0)","v":0},{"$f":"IF($D571=\"Full\",'Failure Persistence Storage'!HH571,0)","v":0},{"$f":"IF($D571=\"Full\",'Failure Persistence Storage'!HK571,0)","v":0},{"$f":"IF($D571=\"Full\",'Failure Persistence Storage'!HL571,0)","v":0},{"$f":"IF($D571=\"Full\",'Failure Persistence Storage'!HO571,0)","v":0}]
[null,null,null," ",null,null,null,null,null,null,"Row Number",null,null,null,null,null,null,null,null,null,null,null,null,null,null,null,null," "," "," "," "," "," "," "," "," "," "," "," "," "," "," "," "," "," "," "," "," "," "," "," "," "," "," "," "," "," "," "," "," "," "," "," "," "," "," "," "," "," "," "," "," "," "," "," "," "," "," "," "," "," "," "," "," "," "," "," "," "," "," "," "," "," "," "," "," "," "," "," "," "," "," "," "," "," "," "," "," "," "," "," "," "," "," "," "," "," "," "," "," "," "," "," "," "," "," "," "," "," "," "," "," "," "," "," "," "," "," "," "," "," "," "," "," "," "," "," "," "," "," "," "," "," "," "," "," "," "," "," "," "," "," "," "," "," "," "," "," "," "," "," "," "," "," "," "," "," "," "," "," "," "," "," "," "," "," "," "," "," "," "," "," "," "," "," "," "," "," "," "," "," "," "," "," "," "," "," "," "," "," "," "," "," "," "," "," "," "," "," "," "," "," "," ",null,{"$f":"IF($D572=\"Full\",'Failure Persistence Storage'!AB572,0)","v":0},{"$f":"IF($D572=\"Full\",'Failure Persistence Storage'!AE572,0)","v":0},{"$f":"IF($D572=\"Full\",'Failure Persistence Storage'!AF572,0)","v":0},{"$f":"IF($D572=\"Full\",'Failure Persistence Storage'!AI572,0)","v":0},{"$f":"IF($D572=\"Full\",'Failure Persistence Storage'!AJ572,0)","v":0},{"$f":"IF($D572=\"Full\",'Failure Persistence Storage'!AM572,0)","v":0},{"$f":"IF($D572=\"Full\",'Failure Persistence Storage'!AN572,0)","v":0},{"$f":"IF($D572=\"Full\",'Failure Persistence Storage'!AQ572,0)","v":0},{"$f":"IF($D572=\"Full\",'Failure Persistence Storage'!AR572,0)","v":0},{"$f":"IF($D572=\"Full\",'Failure Persistence Storage'!AU572,0)","v":0},{"$f":"IF($D572=\"Full\",'Failure Persistence Storage'!AV572,0)","v":0},{"$f":"IF($D572=\"Full\",'Failure Persistence Storage'!AY572,0)","v":0},{"$f":"IF($D572=\"Full\",'Failure Persistence Storage'!AZ572,0)","v":0},{"$f":"IF($D572=\"Full\",'Failure Persistence Storage'!BC572,0)","v":0},{"$f":"IF($D572=\"Full\",'Failure Persistence Storage'!BD572,0)","v":0},{"$f":"IF($D572=\"Full\",'Failure Persistence Storage'!BG572,0)","v":0},{"$f":"IF($D572=\"Full\",'Failure Persistence Storage'!BH572,0)","v":0},{"$f":"IF($D572=\"Full\",'Failure Persistence Storage'!BK572,0)","v":0},{"$f":"IF($D572=\"Full\",'Failure Persistence Storage'!BL572,0)","v":0},{"$f":"IF($D572=\"Full\",'Failure Persistence Storage'!BO572,0)","v":0},{"$f":"IF($D572=\"Full\",'Failure Persistence Storage'!BP572,0)","v":0},{"$f":"IF($D572=\"Full\",'Failure Persistence Storage'!BS572,0)","v":0},{"$f":"IF($D572=\"Full\",'Failure Persistence Storage'!BT572,0)","v":0},{"$f":"IF($D572=\"Full\",'Failure Persistence Storage'!BW572,0)","v":0},{"$f":"IF($D572=\"Full\",'Failure Persistence Storage'!BX572,0)","v":0},{"$f":"IF($D572=\"Full\",'Failure Persistence Storage'!CA572,0)","v":0},{"$f":"IF($D572=\"Full\",'Failure Persistence Storage'!CB572,0)","v":0},{"$f":"IF($D572=\"Full\",'Failure Persistence Storage'!CE572,0)","v":0},{"$f":"IF($D572=\"Full\",'Failure Persistence Storage'!CF572,0)","v":0},{"$f":"IF($D572=\"Full\",'Failure Persistence Storage'!CI572,0)","v":0},{"$f":"IF($D572=\"Full\",'Failure Persistence Storage'!CJ572,0)","v":0},{"$f":"IF($D572=\"Full\",'Failure Persistence Storage'!CM572,0)","v":0},{"$f":"IF($D572=\"Full\",'Failure Persistence Storage'!CN572,0)","v":0},{"$f":"IF($D572=\"Full\",'Failure Persistence Storage'!CQ572,0)","v":0},{"$f":"IF($D572=\"Full\",'Failure Persistence Storage'!CR572,0)","v":0},{"$f":"IF($D572=\"Full\",'Failure Persistence Storage'!CU572,0)","v":0},{"$f":"IF($D572=\"Full\",'Failure Persistence Storage'!CV572,0)","v":0},{"$f":"IF($D572=\"Full\",'Failure Persistence Storage'!CY572,0)","v":0},{"$f":"IF($D572=\"Full\",'Failure Persistence Storage'!CZ572,0)","v":0},{"$f":"IF($D572=\"Full\",'Failure Persistence Storage'!DC572,0)","v":0},{"$f":"IF($D572=\"Full\",'Failure Persistence Storage'!DD572,0)","v":0},{"$f":"IF($D572=\"Full\",'Failure Persistence Storage'!DG572,0)","v":0},{"$f":"IF($D572=\"Full\",'Failure Persistence Storage'!DH572,0)","v":0},{"$f":"IF($D572=\"Full\",'Failure Persistence Storage'!DK572,0)","v":0},{"$f":"IF($D572=\"Full\",'Failure Persistence Storage'!DL572,0)","v":0},{"$f":"IF($D572=\"Full\",'Failure Persistence Storage'!DO572,0)","v":0},{"$f":"IF($D572=\"Full\",'Failure Persistence Storage'!DP572,0)","v":0},{"$f":"IF($D572=\"Full\",'Failure Persistence Storage'!DS572,0)","v":0},{"$f":"IF($D572=\"Full\",'Failure Persistence Storage'!DT572,0)","v":0},{"$f":"IF($D572=\"Full\",'Failure Persistence Storage'!DW572,0)","v":0},{"$f":"IF($D572=\"Full\",'Failure Persistence Storage'!DX572,0)","v":0},{"$f":"IF($D572=\"Full\",'Failure Persistence Storage'!EA572,0)","v":0},{"$f":"IF($D572=\"Full\",'Failure Persistence Storage'!EB572,0)","v":0},{"$f":"IF($D572=\"Full\",'Failure Persistence Storage'!EE572,0)","v":0},{"$f":"IF($D572=\"Full\",'Failure Persistence Storage'!EF572,0)","v":0},{"$f":"IF($D572=\"Full\",'Failure Persistence Storage'!EI572,0)","v":0},{"$f":"IF($D572=\"Full\",'Failure Persistence Storage'!EJ572,0)","v":0},{"$f":"IF($D572=\"Full\",'Failure Persistence Storage'!EM572,0)","v":0},{"$f":"IF($D572=\"Full\",'Failure Persistence Storage'!EN572,0)","v":0},{"$f":"IF($D572=\"Full\",'Failure Persistence Storage'!EQ572,0)","v":0},{"$f":"IF($D572=\"Full\",'Failure Persistence Storage'!ER572,0)","v":0},{"$f":"IF($D572=\"Full\",'Failure Persistence Storage'!EU572,0)","v":0},{"$f":"IF($D572=\"Full\",'Failure Persistence Storage'!EV572,0)","v":0},{"$f":"IF($D572=\"Full\",'Failure Persistence Storage'!EY572,0)","v":0},{"$f":"IF($D572=\"Full\",'Failure Persistence Storage'!EZ572,0)","v":0},{"$f":"IF($D572=\"Full\",'Failure Persistence Storage'!FC572,0)","v":0},{"$f":"IF($D572=\"Full\",'Failure Persistence Storage'!FD572,0)","v":0},{"$f":"IF($D572=\"Full\",'Failure Persistence Storage'!FG572,0)","v":0},{"$f":"IF($D572=\"Full\",'Failure Persistence Storage'!FH572,0)","v":0},{"$f":"IF($D572=\"Full\",'Failure Persistence Storage'!FK572,0)","v":0},{"$f":"IF($D572=\"Full\",'Failure Persistence Storage'!FL572,0)","v":0},{"$f":"IF($D572=\"Full\",'Failure Persistence Storage'!FO572,0)","v":0},{"$f":"IF($D572=\"Full\",'Failure Persistence Storage'!FP572,0)","v":0},{"$f":"IF($D572=\"Full\",'Failure Persistence Storage'!FS572,0)","v":0},{"$f":"IF($D572=\"Full\",'Failure Persistence Storage'!FT572,0)","v":0},{"$f":"IF($D572=\"Full\",'Failure Persistence Storage'!FW572,0)","v":0},{"$f":"IF($D572=\"Full\",'Failure Persistence Storage'!FX572,0)","v":0},{"$f":"IF($D572=\"Full\",'Failure Persistence Storage'!GA572,0)","v":0},{"$f":"IF($D572=\"Full\",'Failure Persistence Storage'!GB572,0)","v":0},{"$f":"IF($D572=\"Full\",'Failure Persistence Storage'!GE572,0)","v":0},{"$f":"IF($D572=\"Full\",'Failure Persistence Storage'!GF572,0)","v":0},{"$f":"IF($D572=\"Full\",'Failure Persistence Storage'!GI572,0)","v":0},{"$f":"IF($D572=\"Full\",'Failure Persistence Storage'!GJ572,0)","v":0},{"$f":"IF($D572=\"Full\",'Failure Persistence Storage'!GM572,0)","v":0},{"$f":"IF($D572=\"Full\",'Failure Persistence Storage'!GN572,0)","v":0},{"$f":"IF($D572=\"Full\",'Failure Persistence Storage'!GQ572,0)","v":0},{"$f":"IF($D572=\"Full\",'Failure Persistence Storage'!GR572,0)","v":0},{"$f":"IF($D572=\"Full\",'Failure Persistence Storage'!GU572,0)","v":0},{"$f":"IF($D572=\"Full\",'Failure Persistence Storage'!GV572,0)","v":0},{"$f":"IF($D572=\"Full\",'Failure Persistence Storage'!GY572,0)","v":0},{"$f":"IF($D572=\"Full\",'Failure Persistence Storage'!GZ572,0)","v":0},{"$f":"IF($D572=\"Full\",'Failure Persistence Storage'!HC572,0)","v":0},{"$f":"IF($D572=\"Full\",'Failure Persistence Storage'!HD572,0)","v":0},{"$f":"IF($D572=\"Full\",'Failure Persistence Storage'!HG572,0)","v":0},{"$f":"IF($D572=\"Full\",'Failure Persistence Storage'!HH572,0)","v":0},{"$f":"IF($D572=\"Full\",'Failure Persistence Storage'!HK572,0)","v":0},{"$f":"IF($D572=\"Full\",'Failure Persistence Storage'!HL572,0)","v":0},{"$f":"IF($D572=\"Full\",'Failure Persistence Storage'!HO572,0)","v":0}]
[null,null,null," ",null,null,null,null,null,null,"Row Number",null,null,null,null,null,null,null,null,null,null,null,null,null,null,null,null," "," "," "," "," "," "," "," "," "," "," "," "," "," "," "," "," "," "," "," "," "," "," "," "," "," "," "," "," "," "," "," "," "," "," "," "," "," "," "," "," "," "," "," "," "," "," "," "," "," "," "," "," "," "," "," "," "," "," "," "," "," "," "," "," "," "," "," "," "," "," "," "," "," "," "," "," "," "," "," "," "," "," "," "," "," "," "," "," "," "," "," "," "," "," "," "," "," "," "," "," "," "," "," "," "," "," "," "," "," "," "," "," "," "," "," "," "," "," "," "," "," "," "," "," "," "," "," "," "," "," "," "," "," "," "," "," "," "," "," "," "," "," "," "," "," "," "," "," "," "," "," "," "," "," "," "," "," "," "," "," "," "," "," "," "," "," "," "," "," "," "," "," "," "," "," "," "," "," "," "," "," "," "," "," "," "," "," "," "," "," "," "," "," "," "," ",null,{"$f":"IF($D573=\"Full\",'Failure Persistence Storage'!AB573,0)","v":0},{"$f":"IF($D573=\"Full\",'Failure Persistence Storage'!AE573,0)","v":0},{"$f":"IF($D573=\"Full\",'Failure Persistence Storage'!AF573,0)","v":0},{"$f":"IF($D573=\"Full\",'Failure Persistence Storage'!AI573,0)","v":0},{"$f":"IF($D573=\"Full\",'Failure Persistence Storage'!AJ573,0)","v":0},{"$f":"IF($D573=\"Full\",'Failure Persistence Storage'!AM573,0)","v":0},{"$f":"IF($D573=\"Full\",'Failure Persistence Storage'!AN573,0)","v":0},{"$f":"IF($D573=\"Full\",'Failure Persistence Storage'!AQ573,0)","v":0},{"$f":"IF($D573=\"Full\",'Failure Persistence Storage'!AR573,0)","v":0},{"$f":"IF($D573=\"Full\",'Failure Persistence Storage'!AU573,0)","v":0},{"$f":"IF($D573=\"Full\",'Failure Persistence Storage'!AV573,0)","v":0},{"$f":"IF($D573=\"Full\",'Failure Persistence Storage'!AY573,0)","v":0},{"$f":"IF($D573=\"Full\",'Failure Persistence Storage'!AZ573,0)","v":0},{"$f":"IF($D573=\"Full\",'Failure Persistence Storage'!BC573,0)","v":0},{"$f":"IF($D573=\"Full\",'Failure Persistence Storage'!BD573,0)","v":0},{"$f":"IF($D573=\"Full\",'Failure Persistence Storage'!BG573,0)","v":0},{"$f":"IF($D573=\"Full\",'Failure Persistence Storage'!BH573,0)","v":0},{"$f":"IF($D573=\"Full\",'Failure Persistence Storage'!BK573,0)","v":0},{"$f":"IF($D573=\"Full\",'Failure Persistence Storage'!BL573,0)","v":0},{"$f":"IF($D573=\"Full\",'Failure Persistence Storage'!BO573,0)","v":0},{"$f":"IF($D573=\"Full\",'Failure Persistence Storage'!BP573,0)","v":0},{"$f":"IF($D573=\"Full\",'Failure Persistence Storage'!BS573,0)","v":0},{"$f":"IF($D573=\"Full\",'Failure Persistence Storage'!BT573,0)","v":0},{"$f":"IF($D573=\"Full\",'Failure Persistence Storage'!BW573,0)","v":0},{"$f":"IF($D573=\"Full\",'Failure Persistence Storage'!BX573,0)","v":0},{"$f":"IF($D573=\"Full\",'Failure Persistence Storage'!CA573,0)","v":0},{"$f":"IF($D573=\"Full\",'Failure Persistence Storage'!CB573,0)","v":0},{"$f":"IF($D573=\"Full\",'Failure Persistence Storage'!CE573,0)","v":0},{"$f":"IF($D573=\"Full\",'Failure Persistence Storage'!CF573,0)","v":0},{"$f":"IF($D573=\"Full\",'Failure Persistence Storage'!CI573,0)","v":0},{"$f":"IF($D573=\"Full\",'Failure Persistence Storage'!CJ573,0)","v":0},{"$f":"IF($D573=\"Full\",'Failure Persistence Storage'!CM573,0)","v":0},{"$f":"IF($D573=\"Full\",'Failure Persistence Storage'!CN573,0)","v":0},{"$f":"IF($D573=\"Full\",'Failure Persistence Storage'!CQ573,0)","v":0},{"$f":"IF($D573=\"Full\",'Failure Persistence Storage'!CR573,0)","v":0},{"$f":"IF($D573=\"Full\",'Failure Persistence Storage'!CU573,0)","v":0},{"$f":"IF($D573=\"Full\",'Failure Persistence Storage'!CV573,0)","v":0},{"$f":"IF($D573=\"Full\",'Failure Persistence Storage'!CY573,0)","v":0},{"$f":"IF($D573=\"Full\",'Failure Persistence Storage'!CZ573,0)","v":0},{"$f":"IF($D573=\"Full\",'Failure Persistence Storage'!DC573,0)","v":0},{"$f":"IF($D573=\"Full\",'Failure Persistence Storage'!DD573,0)","v":0},{"$f":"IF($D573=\"Full\",'Failure Persistence Storage'!DG573,0)","v":0},{"$f":"IF($D573=\"Full\",'Failure Persistence Storage'!DH573,0)","v":0},{"$f":"IF($D573=\"Full\",'Failure Persistence Storage'!DK573,0)","v":0},{"$f":"IF($D573=\"Full\",'Failure Persistence Storage'!DL573,0)","v":0},{"$f":"IF($D573=\"Full\",'Failure Persistence Storage'!DO573,0)","v":0},{"$f":"IF($D573=\"Full\",'Failure Persistence Storage'!DP573,0)","v":0},{"$f":"IF($D573=\"Full\",'Failure Persistence Storage'!DS573,0)","v":0},{"$f":"IF($D573=\"Full\",'Failure Persistence Storage'!DT573,0)","v":0},{"$f":"IF($D573=\"Full\",'Failure Persistence Storage'!DW573,0)","v":0},{"$f":"IF($D573=\"Full\",'Failure Persistence Storage'!DX573,0)","v":0},{"$f":"IF($D573=\"Full\",'Failure Persistence Storage'!EA573,0)","v":0},{"$f":"IF($D573=\"Full\",'Failure Persistence Storage'!EB573,0)","v":0},{"$f":"IF($D573=\"Full\",'Failure Persistence Storage'!EE573,0)","v":0},{"$f":"IF($D573=\"Full\",'Failure Persistence Storage'!EF573,0)","v":0},{"$f":"IF($D573=\"Full\",'Failure Persistence Storage'!EI573,0)","v":0},{"$f":"IF($D573=\"Full\",'Failure Persistence Storage'!EJ573,0)","v":0},{"$f":"IF($D573=\"Full\",'Failure Persistence Storage'!EM573,0)","v":0},{"$f":"IF($D573=\"Full\",'Failure Persistence Storage'!EN573,0)","v":0},{"$f":"IF($D573=\"Full\",'Failure Persistence Storage'!EQ573,0)","v":0},{"$f":"IF($D573=\"Full\",'Failure Persistence Storage'!ER573,0)","v":0},{"$f":"IF($D573=\"Full\",'Failure Persistence Storage'!EU573,0)","v":0},{"$f":"IF($D573=\"Full\",'Failure Persistence Storage'!EV573,0)","v":0},{"$f":"IF($D573=\"Full\",'Failure Persistence Storage'!EY573,0)","v":0},{"$f":"IF($D573=\"Full\",'Failure Persistence Storage'!EZ573,0)","v":0},{"$f":"IF($D573=\"Full\",'Failure Persistence Storage'!FC573,0)","v":0},{"$f":"IF($D573=\"Full\",'Failure Persistence Storage'!FD573,0)","v":0},{"$f":"IF($D573=\"Full\",'Failure Persistence Storage'!FG573,0)","v":0},{"$f":"IF($D573=\"Full\",'Failure Persistence Storage'!FH573,0)","v":0},{"$f":"IF($D573=\"Full\",'Failure Persistence Storage'!FK573,0)","v":0},{"$f":"IF($D573=\"Full\",'Failure Persistence Storage'!FL573,0)","v":0},{"$f":"IF($D573=\"Full\",'Failure Persistence Storage'!FO573,0)","v":0},{"$f":"IF($D573=\"Full\",'Failure Persistence Storage'!FP573,0)","v":0},{"$f":"IF($D573=\"Full\",'Failure Persistence Storage'!FS573,0)","v":0},{"$f":"IF($D573=\"Full\",'Failure Persistence Storage'!FT573,0)","v":0},{"$f":"IF($D573=\"Full\",'Failure Persistence Storage'!FW573,0)","v":0},{"$f":"IF($D573=\"Full\",'Failure Persistence Storage'!FX573,0)","v":0},{"$f":"IF($D573=\"Full\",'Failure Persistence Storage'!GA573,0)","v":0},{"$f":"IF($D573=\"Full\",'Failure Persistence Storage'!GB573,0)","v":0},{"$f":"IF($D573=\"Full\",'Failure Persistence Storage'!GE573,0)","v":0},{"$f":"IF($D573=\"Full\",'Failure Persistence Storage'!GF573,0)","v":0},{"$f":"IF($D573=\"Full\",'Failure Persistence Storage'!GI573,0)","v":0},{"$f":"IF($D573=\"Full\",'Failure Persistence Storage'!GJ573,0)","v":0},{"$f":"IF($D573=\"Full\",'Failure Persistence Storage'!GM573,0)","v":0},{"$f":"IF($D573=\"Full\",'Failure Persistence Storage'!GN573,0)","v":0},{"$f":"IF($D573=\"Full\",'Failure Persistence Storage'!GQ573,0)","v":0},{"$f":"IF($D573=\"Full\",'Failure Persistence Storage'!GR573,0)","v":0},{"$f":"IF($D573=\"Full\",'Failure Persistence Storage'!GU573,0)","v":0},{"$f":"IF($D573=\"Full\",'Failure Persistence Storage'!GV573,0)","v":0},{"$f":"IF($D573=\"Full\",'Failure Persistence Storage'!GY573,0)","v":0},{"$f":"IF($D573=\"Full\",'Failure Persistence Storage'!GZ573,0)","v":0},{"$f":"IF($D573=\"Full\",'Failure Persistence Storage'!HC573,0)","v":0},{"$f":"IF($D573=\"Full\",'Failure Persistence Storage'!HD573,0)","v":0},{"$f":"IF($D573=\"Full\",'Failure Persistence Storage'!HG573,0)","v":0},{"$f":"IF($D573=\"Full\",'Failure Persistence Storage'!HH573,0)","v":0},{"$f":"IF($D573=\"Full\",'Failure Persistence Storage'!HK573,0)","v":0},{"$f":"IF($D573=\"Full\",'Failure Persistence Storage'!HL573,0)","v":0},{"$f":"IF($D573=\"Full\",'Failure Persistence Storage'!HO573,0)","v":0}]
[null,null,null," ",null,null,null,null,null,null,"Row Number",null,null,null,null,null,null,null,null,null,null,null,null,null,null,null,null," "," "," "," "," "," "," "," "," "," "," "," "," "," "," "," "," "," "," "," "," "," "," "," "," "," "," "," "," "," "," "," "," "," "," "," "," "," "," "," "," "," "," "," "," "," "," "," "," "," "," "," "," "," "," "," "," "," "," "," "," "," "," "," "," "," "," "," "," "," "," "," "," "," "," "," "," "," "," "," "," "," "," "," "," "," "," "," "," "," "," "," "," "," "," "," "," "," "," "," "," "," "," "," "," "," "," "," "," "," "," "," "," "," "," "," "," "," "," "," "," "," "," "," "," "," "," "," "," "," "," "," "," "," "," "," "," "," "," "," "," "," "," "," "," "," "," "," "," "," "," "," "," "," "," "," "," "," "," "," "," "," "," "," "," "," "," "," "," "," "," "," "," "," "," "," "," "," "," "," "," "," "," "," "," "," "," "," "," "," "," "," "," "," "," "," ",null,{"$f":"IF($D574=\"Full\",'Failure Persistence Storage'!AB574,0)","v":0},{"$f":"IF($D574=\"Full\",'Failure Persistence Storage'!AE574,0)","v":0},{"$f":"IF($D574=\"Full\",'Failure Persistence Storage'!AF574,0)","v":0},{"$f":"IF($D574=\"Full\",'Failure Persistence Storage'!AI574,0)","v":0},{"$f":"IF($D574=\"Full\",'Failure Persistence Storage'!AJ574,0)","v":0},{"$f":"IF($D574=\"Full\",'Failure Persistence Storage'!AM574,0)","v":0},{"$f":"IF($D574=\"Full\",'Failure Persistence Storage'!AN574,0)","v":0},{"$f":"IF($D574=\"Full\",'Failure Persistence Storage'!AQ574,0)","v":0},{"$f":"IF($D574=\"Full\",'Failure Persistence Storage'!AR574,0)","v":0},{"$f":"IF($D574=\"Full\",'Failure Persistence Storage'!AU574,0)","v":0},{"$f":"IF($D574=\"Full\",'Failure Persistence Storage'!AV574,0)","v":0},{"$f":"IF($D574=\"Full\",'Failure Persistence Storage'!AY574,0)","v":0},{"$f":"IF($D574=\"Full\",'Failure Persistence Storage'!AZ574,0)","v":0},{"$f":"IF($D574=\"Full\",'Failure Persistence Storage'!BC574,0)","v":0},{"$f":"IF($D574=\"Full\",'Failure Persistence Storage'!BD574,0)","v":0},{"$f":"IF($D574=\"Full\",'Failure Persistence Storage'!BG574,0)","v":0},{"$f":"IF($D574=\"Full\",'Failure Persistence Storage'!BH574,0)","v":0},{"$f":"IF($D574=\"Full\",'Failure Persistence Storage'!BK574,0)","v":0},{"$f":"IF($D574=\"Full\",'Failure Persistence Storage'!BL574,0)","v":0},{"$f":"IF($D574=\"Full\",'Failure Persistence Storage'!BO574,0)","v":0},{"$f":"IF($D574=\"Full\",'Failure Persistence Storage'!BP574,0)","v":0},{"$f":"IF($D574=\"Full\",'Failure Persistence Storage'!BS574,0)","v":0},{"$f":"IF($D574=\"Full\",'Failure Persistence Storage'!BT574,0)","v":0},{"$f":"IF($D574=\"Full\",'Failure Persistence Storage'!BW574,0)","v":0},{"$f":"IF($D574=\"Full\",'Failure Persistence Storage'!BX574,0)","v":0},{"$f":"IF($D574=\"Full\",'Failure Persistence Storage'!CA574,0)","v":0},{"$f":"IF($D574=\"Full\",'Failure Persistence Storage'!CB574,0)","v":0},{"$f":"IF($D574=\"Full\",'Failure Persistence Storage'!CE574,0)","v":0},{"$f":"IF($D574=\"Full\",'Failure Persistence Storage'!CF574,0)","v":0},{"$f":"IF($D574=\"Full\",'Failure Persistence Storage'!CI574,0)","v":0},{"$f":"IF($D574=\"Full\",'Failure Persistence Storage'!CJ574,0)","v":0},{"$f":"IF($D574=\"Full\",'Failure Persistence Storage'!CM574,0)","v":0},{"$f":"IF($D574=\"Full\",'Failure Persistence Storage'!CN574,0)","v":0},{"$f":"IF($D574=\"Full\",'Failure Persistence Storage'!CQ574,0)","v":0},{"$f":"IF($D574=\"Full\",'Failure Persistence Storage'!CR574,0)","v":0},{"$f":"IF($D574=\"Full\",'Failure Persistence Storage'!CU574,0)","v":0},{"$f":"IF($D574=\"Full\",'Failure Persistence Storage'!CV574,0)","v":0},{"$f":"IF($D574=\"Full\",'Failure Persistence Storage'!CY574,0)","v":0},{"$f":"IF($D574=\"Full\",'Failure Persistence Storage'!CZ574,0)","v":0},{"$f":"IF($D574=\"Full\",'Failure Persistence Storage'!DC574,0)","v":0},{"$f":"IF($D574=\"Full\",'Failure Persistence Storage'!DD574,0)","v":0},{"$f":"IF($D574=\"Full\",'Failure Persistence Storage'!DG574,0)","v":0},{"$f":"IF($D574=\"Full\",'Failure Persistence Storage'!DH574,0)","v":0},{"$f":"IF($D574=\"Full\",'Failure Persistence Storage'!DK574,0)","v":0},{"$f":"IF($D574=\"Full\",'Failure Persistence Storage'!DL574,0)","v":0},{"$f":"IF($D574=\"Full\",'Failure Persistence Storage'!DO574,0)","v":0},{"$f":"IF($D574=\"Full\",'Failure Persistence Storage'!DP574,0)","v":0},{"$f":"IF($D574=\"Full\",'Failure Persistence Storage'!DS574,0)","v":0},{"$f":"IF($D574=\"Full\",'Failure Persistence Storage'!DT574,0)","v":0},{"$f":"IF($D574=\"Full\",'Failure Persistence Storage'!DW574,0)","v":0},{"$f":"IF($D574=\"Full\",'Failure Persistence Storage'!DX574,0)","v":0},{"$f":"IF($D574=\"Full\",'Failure Persistence Storage'!EA574,0)","v":0},{"$f":"IF($D574=\"Full\",'Failure Persistence Storage'!EB574,0)","v":0},{"$f":"IF($D574=\"Full\",'Failure Persistence Storage'!EE574,0)","v":0},{"$f":"IF($D574=\"Full\",'Failure Persistence Storage'!EF574,0)","v":0},{"$f":"IF($D574=\"Full\",'Failure Persistence Storage'!EI574,0)","v":0},{"$f":"IF($D574=\"Full\",'Failure Persistence Storage'!EJ574,0)","v":0},{"$f":"IF($D574=\"Full\",'Failure Persistence Storage'!EM574,0)","v":0},{"$f":"IF($D574=\"Full\",'Failure Persistence Storage'!EN574,0)","v":0},{"$f":"IF($D574=\"Full\",'Failure Persistence Storage'!EQ574,0)","v":0},{"$f":"IF($D574=\"Full\",'Failure Persistence Storage'!ER574,0)","v":0},{"$f":"IF($D574=\"Full\",'Failure Persistence Storage'!EU574,0)","v":0},{"$f":"IF($D574=\"Full\",'Failure Persistence Storage'!EV574,0)","v":0},{"$f":"IF($D574=\"Full\",'Failure Persistence Storage'!EY574,0)","v":0},{"$f":"IF($D574=\"Full\",'Failure Persistence Storage'!EZ574,0)","v":0},{"$f":"IF($D574=\"Full\",'Failure Persistence Storage'!FC574,0)","v":0},{"$f":"IF($D574=\"Full\",'Failure Persistence Storage'!FD574,0)","v":0},{"$f":"IF($D574=\"Full\",'Failure Persistence Storage'!FG574,0)","v":0},{"$f":"IF($D574=\"Full\",'Failure Persistence Storage'!FH574,0)","v":0},{"$f":"IF($D574=\"Full\",'Failure Persistence Storage'!FK574,0)","v":0},{"$f":"IF($D574=\"Full\",'Failure Persistence Storage'!FL574,0)","v":0},{"$f":"IF($D574=\"Full\",'Failure Persistence Storage'!FO574,0)","v":0},{"$f":"IF($D574=\"Full\",'Failure Persistence Storage'!FP574,0)","v":0},{"$f":"IF($D574=\"Full\",'Failure Persistence Storage'!FS574,0)","v":0},{"$f":"IF($D574=\"Full\",'Failure Persistence Storage'!FT574,0)","v":0},{"$f":"IF($D574=\"Full\",'Failure Persistence Storage'!FW574,0)","v":0},{"$f":"IF($D574=\"Full\",'Failure Persistence Storage'!FX574,0)","v":0},{"$f":"IF($D574=\"Full\",'Failure Persistence Storage'!GA574,0)","v":0},{"$f":"IF($D574=\"Full\",'Failure Persistence Storage'!GB574,0)","v":0},{"$f":"IF($D574=\"Full\",'Failure Persistence Storage'!GE574,0)","v":0},{"$f":"IF($D574=\"Full\",'Failure Persistence Storage'!GF574,0)","v":0},{"$f":"IF($D574=\"Full\",'Failure Persistence Storage'!GI574,0)","v":0},{"$f":"IF($D574=\"Full\",'Failure Persistence Storage'!GJ574,0)","v":0},{"$f":"IF($D574=\"Full\",'Failure Persistence Storage'!GM574,0)","v":0},{"$f":"IF($D574=\"Full\",'Failure Persistence Storage'!GN574,0)","v":0},{"$f":"IF($D574=\"Full\",'Failure Persistence Storage'!GQ574,0)","v":0},{"$f":"IF($D574=\"Full\",'Failure Persistence Storage'!GR574,0)","v":0},{"$f":"IF($D574=\"Full\",'Failure Persistence Storage'!GU574,0)","v":0},{"$f":"IF($D574=\"Full\",'Failure Persistence Storage'!GV574,0)","v":0},{"$f":"IF($D574=\"Full\",'Failure Persistence Storage'!GY574,0)","v":0},{"$f":"IF($D574=\"Full\",'Failure Persistence Storage'!GZ574,0)","v":0},{"$f":"IF($D574=\"Full\",'Failure Persistence Storage'!HC574,0)","v":0},{"$f":"IF($D574=\"Full\",'Failure Persistence Storage'!HD574,0)","v":0},{"$f":"IF($D574=\"Full\",'Failure Persistence Storage'!HG574,0)","v":0},{"$f":"IF($D574=\"Full\",'Failure Persistence Storage'!HH574,0)","v":0},{"$f":"IF($D574=\"Full\",'Failure Persistence Storage'!HK574,0)","v":0},{"$f":"IF($D574=\"Full\",'Failure Persistence Storage'!HL574,0)","v":0},{"$f":"IF($D574=\"Full\",'Failure Persistence Storage'!HO574,0)","v":0}]
[null,"Combination of elements",null,{"$f":"IF(OR(D565=\"Part\",D566=\"Part\",D567=\"Part\",D568=\"Part\",D569=\"Part\",D570=\"Part\",D571=\"Part\",D572=\"Part\",D573=\"Part\",D574=\"Part\"),\"Part\",IF(OR(D565=\"Full\",D566=\"Full\",D567=\"Full\",D568=\"Full\",D569=\"Full\",D570=\"Full\",D571=\"Full\",D572=\"Full\",D573=\"Full\",D574=\"Full\"),\"Full\",IF(AND(D565=\" \",D566=\" \",D567=\" \",D568=\" \",D569=\" \",D570=\" \",D571=\" \",D572=\" \",D573=\" \",D574=\" \"),\" \",\" \")))","v":" "},null,null,null,null,null,null,null,null,null,null,null,null,null,null,null,null,null,null,null,null,null,null,null,{"$f":"IF($D575=\" \",\" \",1/AC575)","v":" "},{"$f":"IF($D575=\" \",\" \",SUM(AC565:AC574))","v":" "},{"$f":"IF($D575=\" \",\" \",SUM(AD565:AD574))","v":" "},{"$f":"IF($D575=\" \",\" \",AB575*AD575)","v":" "},{"$f":"IF($D575=\" \",\" \",1/AG575)","v":" "},{"$f":"IF($D575=\" \",\" \",SUM(AG565:AG574))","v":" "},{"$f":"IF($D575=\" \",\" \",SUM(AH565:AH574))","v":" "},{"$f":"IF($D575=\" \",\" \",AF575*AH575)","v":" "},{"$f":"IF($D575=\" \",\" \",1/AK575)","v":" "},{"$f":"IF($D575=\" \",\" \",SUM(AK565:AK574))","v":" "},{"$f":"IF($D575=\" \",\" \",SUM(AL565:AL574))","v":" "},{"$f":"IF($D575=\" \",\" \",AJ575*AL575)","v":" "},{"$f":"IF($D575=\" \",\" \",1/AO575)","v":" "},{"$f":"IF($D575=\" \",\" \",SUM(AO565:AO574))","v":" "},{"$f":"IF($D575=\" \",\" \",SUM(AP565:AP574))","v":" "},{"$f":"IF($D575=\" \",\" \",AN575*AP575)","v":" "},{"$f":"IF($D575=\" \",\" \",1/AS575)","v":" "},{"$f":"IF($D575=\" \",\" \",SUM(AS565:AS574))","v":" "},{"$f":"IF($D575=\" \",\" \",SUM(AT565:AT574))","v":" "},{"$f":"IF($D575=\" \",\" \",AR575*AT575)","v":" "},{"$f":"IF($D575=\" \",\" \",1/AW575)","v":" "},{"$f":"IF($D575=\" \",\" \",SUM(AW565:AW574))","v":" "},{"$f":"IF($D575=\" \",\" \",SUM(AX565:AX574))","v":" "},{"$f":"IF($D575=\" \",\" \",AV575*AX575)","v":" "},{"$f":"IF($D575=\" \",\" \",1/BA575)","v":" "},{"$f":"IF($D575=\" \",\" \",SUM(BA565:BA574))","v":" "},{"$f":"IF($D575=\" \",\" \",SUM(BB565:BB574))","v":" "},{"$f":"IF($D575=\" \",\" \",AZ575*BB575)","v":" "},{"$f":"IF($D575=\" \",\" \",1/BE575)","v":" "},{"$f":"IF($D575=\" \",\" \",SUM(BE565:BE574))","v":" "},{"$f":"IF($D575=\" \",\" \",SUM(BF565:BF574))","v":" "},{"$f":"IF($D575=\" \",\" \",BD575*BF575)","v":" "},{"$f":"IF($D575=\" \",\" \",1/BI575)","v":" "},{"$f":"IF($D575=\" \",\" \",SUM(BI565:BI574))","v":" "},{"$f":"IF($D575=\" \",\" \",SUM(BJ565:BJ574))","v":" "},{"$f":"IF($D575=\" \",\" \",BH575*BJ575)","v":" "},{"$f":"IF($D575=\" \",\" \",1/BM575)","v":" "},{"$f":"IF($D575=\" \",\" \",SUM(BM565:BM574))","v":" "},{"$f":"IF($D575=\" \",\" \",SUM(BN565:BN574))","v":" "},{"$f":"IF($D575=\" \",\" \",BL575*BN575)","v":" "},{"$f":"IF($D575=\" \",\" \",1/BQ575)","v":" "},{"$f":"IF($D575=\" \",\" \",SUM(BQ565:BQ574))","v":" "},{"$f":"IF($D575=\" \",\" \",SUM(BR565:BR574))","v":" "},{"$f":"IF($D575=\" \",\" \",BP575*BR575)","v":" "},{"$f":"IF($D575=\" \",\" \",1/BU575)","v":" "},{"$f":"IF($D575=\" \",\" \",SUM(BU565:BU574))","v":" "},{"$f":"IF($D575=\" \",\" \",SUM(BV565:BV574))","v":" "},{"$f":"IF($D575=\" \",\" \",BT575*BV575)","v":" "},{"$f":"IF($D575=\" \",\" \",1/BY575)","v":" "},{"$f":"IF($D575=\" \",\" \",SUM(BY565:BY574))","v":" "},{"$f":"IF($D575=\" \",\" \",SUM(BZ565:BZ574))","v":" "},{"$f":"IF($D575=\" \",\" \",BX575*BZ575)","v":" "},{"$f":"IF($D575=\" \",\" \",1/CC575)","v":" "},{"$f":"IF($D575=\" \",\" \",SUM(CC565:CC574))","v":" "},{"$f":"IF($D575=\" \",\" \",SUM(CD565:CD574))","v":" "},{"$f":"IF($D575=\" \",\" \",CB575*CD575)","v":" "},{"$f":"IF($D575=\" \",\" \",1/CG575)","v":" "},{"$f":"IF($D575=\" \",\" \",SUM(CG565:CG574))","v":" "},{"$f":"IF($D575=\" \",\" \",SUM(CH565:CH574))","v":" "},{"$f":"IF($D575=\" \",\" \",CF575*CH575)","v":" "},{"$f":"IF($D575=\" \",\" \",1/CK575)","v":" "},{"$f":"IF($D575=\" \",\" \",SUM(CK565:CK574))","v":" "},{"$f":"IF($D575=\" \",\" \",SUM(CL565:CL574))","v":" "},{"$f":"IF($D575=\" \",\" \",CJ575*CL575)","v":" "},{"$f":"IF($D575=\" \",\" \",1/CO575)","v":" "},{"$f":"IF($D575=\" \",\" \",SUM(CO565:CO574))","v":" "},{"$f":"IF($D575=\" \",\" \",SUM(CP565:CP574))","v":" "},{"$f":"IF($D575=\" \",\" \",CN575*CP575)","v":" "},{"$f":"IF($D575=\" \",\" \",1/CS575)","v":" "},{"$f":"IF($D575=\" \",\" \",SUM(CS565:CS574))","v":" "},{"$f":"IF($D575=\" \",\" \",SUM(CT565:CT574))","v":" "},{"$f":"IF($D575=\" \",\" \",CR575*CT575)","v":" "},{"$f":"IF($D575=\" \",\" \",1/CW575)","v":" "},{"$f":"IF($D575=\" \",\" \",SUM(CW565:CW574))","v":" "},{"$f":"IF($D575=\" \",\" \",SUM(CX565:CX574))","v":" "},{"$f":"IF($D575=\" \",\" \",CV575*CX575)","v":" "},{"$f":"IF($D575=\" \",\" \",1/DA575)","v":" "},{"$f":"IF($D575=\" \",\" \",SUM(DA565:DA574))","v":" "},{"$f":"IF($D575=\" \",\" \",SUM(DB565:DB574))","v":" "},{"$f":"IF($D575=\" \",\" \",CZ575*DB575)","v":" "},{"$f":"IF($D575=\" \",\" \",1/DE575)","v":" "},{"$f":"IF($D575=\" \",\" \",SUM(DE565:DE574))","v":" "},{"$f":"IF($D575=\" \",\" \",SUM(DF565:DF574))","v":" "},{"$f":"IF($D575=\" \",\" \",DD575*DF575)","v":" "},{"$f":"IF($D575=\" \",\" \",1/DI575)","v":" "},{"$f":"IF($D575=\" \",\" \",SUM(DI565:DI574))","v":" "},{"$f":"IF($D575=\" \",\" \",SUM(DJ565:DJ574))","v":" "},{"$f":"IF($D575=\" \",\" \",DH575*DJ575)","v":" "},{"$f":"IF($D575=\" \",\" \",1/DM575)","v":" "},{"$f":"IF($D575=\" \",\" \",SUM(DM565:DM574))","v":" "},{"$f":"IF($D575=\" \",\" \",SUM(DN565:DN574))","v":" "},{"$f":"IF($D575=\" \",\" \",DL575*DN575)","v":" "},{"$f":"IF($D575=\" \",\" \",1/DQ575)","v":" "},{"$f":"IF($D575=\" \",\" \",SUM(DQ565:DQ574))","v":" "},{"$f":"IF($D575=\" \",\" \",SUM(DR565:DR574))","v":" "},{"$f":"IF($D575=\" \",\" \",DP575*DR575)","v":" "},{"$f":"IF($D575=\" \",\" \",1/DU575)","v":" "},{"$f":"IF($D575=\" \",\" \",SUM(DU565:DU574))","v":" "},{"$f":"IF($D575=\" \",\" \",SUM(DV565:DV574))","v":" "},{"$f":"IF($D575=\" \",\" \",DT575*DV575)","v":" "},{"$f":"IF($D575=\" \",\" \",1/DY575)","v":" "},{"$f":"IF($D575=\" \",\" \",SUM(DY565:DY574))","v":" "},{"$f":"IF($D575=\" \",\" \",SUM(DZ565:DZ574))","v":" "},{"$f":"IF($D575=\" \",\" \",DX575*DZ575)","v":" "},{"$f":"IF($D575=\" \",\" \",1/EC575)","v":" "},{"$f":"IF($D575=\" \",\" \",SUM(EC565:EC574))","v":" "},{"$f":"IF($D575=\" \",\" \",SUM(ED565:ED574))","v":" "},{"$f":"IF($D575=\" \",\" \",EB575*ED575)","v":" "},{"$f":"IF($D575=\" \",\" \",1/EG575)","v":" "},{"$f":"IF($D575=\" \",\" \",SUM(EG565:EG574))","v":" "},{"$f":"IF($D575=\" \",\" \",SUM(EH565:EH574))","v":" "},{"$f":"IF($D575=\" \",\" \",EF575*EH575)","v":" "},{"$f":"IF($D575=\" \",\" \",1/EK575)","v":" "},{"$f":"IF($D575=\" \",\" \",SUM(EK565:EK574))","v":" "},{"$f":"IF($D575=\" \",\" \",SUM(EL565:EL574))","v":" "},{"$f":"IF($D575=\" \",\" \",EJ575*EL575)","v":" "},{"$f":"IF($D575=\" \",\" \",1/EO575)","v":" "},{"$f":"IF($D575=\" \",\" \",SUM(EO565:EO574))","v":" "},{"$f":"IF($D575=\" \",\" \",SUM(EP565:EP574))","v":" "},{"$f":"IF($D575=\" \",\" \",EN575*EP575)","v":" "},{"$f":"IF($D575=\" \",\" \",1/ES575)","v":" "},{"$f":"IF($D575=\" \",\" \",SUM(ES565:ES574))","v":" "},{"$f":"IF($D575=\" \",\" \",SUM(ET565:ET574))","v":" "},{"$f":"IF($D575=\" \",\" \",ER575*ET575)","v":" "},{"$f":"IF($D575=\" \",\" \",1/EW575)","v":" "},{"$f":"IF($D575=\" \",\" \",SUM(EW565:EW574))","v":" "},{"$f":"IF($D575=\" \",\" \",SUM(EX565:EX574))","v":" "},{"$f":"IF($D575=\" \",\" \",EV575*EX575)","v":" "},{"$f":"IF($D575=\" \",\" \",1/FA575)","v":" "},{"$f":"IF($D575=\" \",\" \",SUM(FA565:FA574))","v":" "},{"$f":"IF($D575=\" \",\" \",SUM(FB565:FB574))","v":" "},{"$f":"IF($D575=\" \",\" \",EZ575*FB575)","v":" "},{"$f":"IF($D575=\" \",\" \",1/FE575)","v":" "},{"$f":"IF($D575=\" \",\" \",SUM(FE565:FE574))","v":" "},{"$f":"IF($D575=\" \",\" \",SUM(FF565:FF574))","v":" "},{"$f":"IF($D575=\" \",\" \",FD575*FF575)","v":" "},{"$f":"IF($D575=\" \",\" \",1/FI575)","v":" "},{"$f":"IF($D575=\" \",\" \",SUM(FI565:FI574))","v":" "},{"$f":"IF($D575=\" \",\" \",SUM(FJ565:FJ574))","v":" "},{"$f":"IF($D575=\" \",\" \",FH575*FJ575)","v":" "},{"$f":"IF($D575=\" \",\" \",1/FM575)","v":" "},{"$f":"IF($D575=\" \",\" \",SUM(FM565:FM574))","v":" "},{"$f":"IF($D575=\" \",\" \",SUM(FN565:FN574))","v":" "},{"$f":"IF($D575=\" \",\" \",FL575*FN575)","v":" "},{"$f":"IF($D575=\" \",\" \",1/FQ575)","v":" "},{"$f":"IF($D575=\" \",\" \",SUM(FQ565:FQ574))","v":" "},{"$f":"IF($D575=\" \",\" \",SUM(FR565:FR574))","v":" "},{"$f":"IF($D575=\" \",\" \",FP575*FR575)","v":" "},{"$f":"IF($D575=\" \",\" \",1/FU575)","v":" "},{"$f":"IF($D575=\" \",\" \",SUM(FU565:FU574))","v":" "},{"$f":"IF($D575=\" \",\" \",SUM(FV565:FV574))","v":" "},{"$f":"IF($D575=\" \",\" \",FT575*FV575)","v":" "},{"$f":"IF($D575=\" \",\" \",1/FY575)","v":" "},{"$f":"IF($D575=\" \",\" \",SUM(FY565:FY574))","v":" "},{"$f":"IF($D575=\" \",\" \",SUM(FZ565:FZ574))","v":" "},{"$f":"IF($D575=\" \",\" \",FX575*FZ575)","v":" "},{"$f":"IF($D575=\" \",\" \",1/GC575)","v":" "},{"$f":"IF($D575=\" \",\" \",SUM(GC565:GC574))","v":" "},{"$f":"IF($D575=\" \",\" \",SUM(GD565:GD574))","v":" "},{"$f":"IF($D575=\" \",\" \",GB575*GD575)","v":" "},{"$f":"IF($D575=\" \",\" \",1/GG575)","v":" "},{"$f":"IF($D575=\" \",\" \",SUM(GG565:GG574))","v":" "},{"$f":"IF($D575=\" \",\" \",SUM(GH565:GH574))","v":" "},{"$f":"IF($D575=\" \",\" \",GF575*GH575)","v":" "},{"$f":"IF($D575=\" \",\" \",1/GK575)","v":" "},{"$f":"IF($D575=\" \",\" \",SUM(GK565:GK574))","v":" "},{"$f":"IF($D575=\" \",\" \",SUM(GL565:GL574))","v":" "},{"$f":"IF($D575=\" \",\" \",GJ575*GL575)","v":" "},{"$f":"IF($D575=\" \",\" \",1/GO575)","v":" "},{"$f":"IF($D575=\" \",\" \",SUM(GO565:GO574))","v":" "},{"$f":"IF($D575=\" \",\" \",SUM(GP565:GP574))","v":" "},{"$f":"IF($D575=\" \",\" \",GN575*GP575)","v":" "},{"$f":"IF($D575=\" \",\" \",1/GS575)","v":" "},{"$f":"IF($D575=\" \",\" \",SUM(GS565:GS574))","v":" "},{"$f":"IF($D575=\" \",\" \",SUM(GT565:GT574))","v":" "},{"$f":"IF($D575=\" \",\" \",GR575*GT575)","v":" "},{"$f":"IF($D575=\" \",\" \",1/GW575)","v":" "},{"$f":"IF($D575=\" \",\" \",SUM(GW565:GW574))","v":" "},{"$f":"IF($D575=\" \",\" \",SUM(GX565:GX574))","v":" "},{"$f":"IF($D575=\" \",\" \",GV575*GX575)","v":" "},{"$f":"IF($D575=\" \",\" \",1/HA575)","v":" "},{"$f":"IF($D575=\" \",\" \",SUM(HA565:HA574))","v":" "},{"$f":"IF($D575=\" \",\" \",SUM(HB565:HB574))","v":" "},{"$f":"IF($D575=\" \",\" \",GZ575*HB575)","v":" "},{"$f":"IF($D575=\" \",\" \",1/HE575)","v":" "},{"$f":"IF($D575=\" \",\" \",SUM(HE565:HE574))","v":" "},{"$f":"IF($D575=\" \",\" \",SUM(HF565:HF574))","v":" "},{"$f":"IF($D575=\" \",\" \",HD575*HF575)","v":" "},{"$f":"IF($D575=\" \",\" \",1/HI575)","v":" "},{"$f":"IF($D575=\" \",\" \",SUM(HI565:HI574))","v":" "},{"$f":"IF($D575=\" \",\" \",SUM(HJ565:HJ574))","v":" "},{"$f":"IF($D575=\" \",\" \",HH575*HJ575)","v":" "},{"$f":"IF($D575=\" \",\" \",1/HM575)","v":" "},{"$f":"IF($D575=\" \",\" \",SUM(HM565:HM574))","v":" "},{"$f":"IF($D575=\" \",\" \",SUM(HN565:HN574))","v":" "},{"$f":"IF($D575=\" \",\" \",HL575*HN575)","v":" "},null,{"$f":"IF($D575=\"Full\",'Failure Persistence Storage'!AB575,0)","v":0},{"$f":"IF($D575=\"Full\",'Failure Persistence Storage'!AE575,0)","v":0},{"$f":"IF($D575=\"Full\",'Failure Persistence Storage'!AF575,0)","v":0},{"$f":"IF($D575=\"Full\",'Failure Persistence Storage'!AI575,0)","v":0},{"$f":"IF($D575=\"Full\",'Failure Persistence Storage'!AJ575,0)","v":0},{"$f":"IF($D575=\"Full\",'Failure Persistence Storage'!AM575,0)","v":0},{"$f":"IF($D575=\"Full\",'Failure Persistence Storage'!AN575,0)","v":0},{"$f":"IF($D575=\"Full\",'Failure Persistence Storage'!AQ575,0)","v":0},{"$f":"IF($D575=\"Full\",'Failure Persistence Storage'!AR575,0)","v":0},{"$f":"IF($D575=\"Full\",'Failure Persistence Storage'!AU575,0)","v":0},{"$f":"IF($D575=\"Full\",'Failure Persistence Storage'!AV575,0)","v":0},{"$f":"IF($D575=\"Full\",'Failure Persistence Storage'!AY575,0)","v":0},{"$f":"IF($D575=\"Full\",'Failure Persistence Storage'!AZ575,0)","v":0},{"$f":"IF($D575=\"Full\",'Failure Persistence Storage'!BC575,0)","v":0},{"$f":"IF($D575=\"Full\",'Failure Persistence Storage'!BD575,0)","v":0},{"$f":"IF($D575=\"Full\",'Failure Persistence Storage'!BG575,0)","v":0},{"$f":"IF($D575=\"Full\",'Failure Persistence Storage'!BH575,0)","v":0},{"$f":"IF($D575=\"Full\",'Failure Persistence Storage'!BK575,0)","v":0},{"$f":"IF($D575=\"Full\",'Failure Persistence Storage'!BL575,0)","v":0},{"$f":"IF($D575=\"Full\",'Failure Persistence Storage'!BO575,0)","v":0},{"$f":"IF($D575=\"Full\",'Failure Persistence Storage'!BP575,0)","v":0},{"$f":"IF($D575=\"Full\",'Failure Persistence Storage'!BS575,0)","v":0},{"$f":"IF($D575=\"Full\",'Failure Persistence Storage'!BT575,0)","v":0},{"$f":"IF($D575=\"Full\",'Failure Persistence Storage'!BW575,0)","v":0},{"$f":"IF($D575=\"Full\",'Failure Persistence Storage'!BX575,0)","v":0},{"$f":"IF($D575=\"Full\",'Failure Persistence Storage'!CA575,0)","v":0},{"$f":"IF($D575=\"Full\",'Failure Persistence Storage'!CB575,0)","v":0},{"$f":"IF($D575=\"Full\",'Failure Persistence Storage'!CE575,0)","v":0},{"$f":"IF($D575=\"Full\",'Failure Persistence Storage'!CF575,0)","v":0},{"$f":"IF($D575=\"Full\",'Failure Persistence Storage'!CI575,0)","v":0},{"$f":"IF($D575=\"Full\",'Failure Persistence Storage'!CJ575,0)","v":0},{"$f":"IF($D575=\"Full\",'Failure Persistence Storage'!CM575,0)","v":0},{"$f":"IF($D575=\"Full\",'Failure Persistence Storage'!CN575,0)","v":0},{"$f":"IF($D575=\"Full\",'Failure Persistence Storage'!CQ575,0)","v":0},{"$f":"IF($D575=\"Full\",'Failure Persistence Storage'!CR575,0)","v":0},{"$f":"IF($D575=\"Full\",'Failure Persistence Storage'!CU575,0)","v":0},{"$f":"IF($D575=\"Full\",'Failure Persistence Storage'!CV575,0)","v":0},{"$f":"IF($D575=\"Full\",'Failure Persistence Storage'!CY575,0)","v":0},{"$f":"IF($D575=\"Full\",'Failure Persistence Storage'!CZ575,0)","v":0},{"$f":"IF($D575=\"Full\",'Failure Persistence Storage'!DC575,0)","v":0},{"$f":"IF($D575=\"Full\",'Failure Persistence Storage'!DD575,0)","v":0},{"$f":"IF($D575=\"Full\",'Failure Persistence Storage'!DG575,0)","v":0},{"$f":"IF($D575=\"Full\",'Failure Persistence Storage'!DH575,0)","v":0},{"$f":"IF($D575=\"Full\",'Failure Persistence Storage'!DK575,0)","v":0},{"$f":"IF($D575=\"Full\",'Failure Persistence Storage'!DL575,0)","v":0},{"$f":"IF($D575=\"Full\",'Failure Persistence Storage'!DO575,0)","v":0},{"$f":"IF($D575=\"Full\",'Failure Persistence Storage'!DP575,0)","v":0},{"$f":"IF($D575=\"Full\",'Failure Persistence Storage'!DS575,0)","v":0},{"$f":"IF($D575=\"Full\",'Failure Persistence Storage'!DT575,0)","v":0},{"$f":"IF($D575=\"Full\",'Failure Persistence Storage'!DW575,0)","v":0},{"$f":"IF($D575=\"Full\",'Failure Persistence Storage'!DX575,0)","v":0},{"$f":"IF($D575=\"Full\",'Failure Persistence Storage'!EA575,0)","v":0},{"$f":"IF($D575=\"Full\",'Failure Persistence Storage'!EB575,0)","v":0},{"$f":"IF($D575=\"Full\",'Failure Persistence Storage'!EE575,0)","v":0},{"$f":"IF($D575=\"Full\",'Failure Persistence Storage'!EF575,0)","v":0},{"$f":"IF($D575=\"Full\",'Failure Persistence Storage'!EI575,0)","v":0},{"$f":"IF($D575=\"Full\",'Failure Persistence Storage'!EJ575,0)","v":0},{"$f":"IF($D575=\"Full\",'Failure Persistence Storage'!EM575,0)","v":0},{"$f":"IF($D575=\"Full\",'Failure Persistence Storage'!EN575,0)","v":0},{"$f":"IF($D575=\"Full\",'Failure Persistence Storage'!EQ575,0)","v":0},{"$f":"IF($D575=\"Full\",'Failure Persistence Storage'!ER575,0)","v":0},{"$f":"IF($D575=\"Full\",'Failure Persistence Storage'!EU575,0)","v":0},{"$f":"IF($D575=\"Full\",'Failure Persistence Storage'!EV575,0)","v":0},{"$f":"IF($D575=\"Full\",'Failure Persistence Storage'!EY575,0)","v":0},{"$f":"IF($D575=\"Full\",'Failure Persistence Storage'!EZ575,0)","v":0},{"$f":"IF($D575=\"Full\",'Failure Persistence Storage'!FC575,0)","v":0},{"$f":"IF($D575=\"Full\",'Failure Persistence Storage'!FD575,0)","v":0},{"$f":"IF($D575=\"Full\",'Failure Persistence Storage'!FG575,0)","v":0},{"$f":"IF($D575=\"Full\",'Failure Persistence Storage'!FH575,0)","v":0},{"$f":"IF($D575=\"Full\",'Failure Persistence Storage'!FK575,0)","v":0},{"$f":"IF($D575=\"Full\",'Failure Persistence Storage'!FL575,0)","v":0},{"$f":"IF($D575=\"Full\",'Failure Persistence Storage'!FO575,0)","v":0},{"$f":"IF($D575=\"Full\",'Failure Persistence Storage'!FP575,0)","v":0},{"$f":"IF($D575=\"Full\",'Failure Persistence Storage'!FS575,0)","v":0},{"$f":"IF($D575=\"Full\",'Failure Persistence Storage'!FT575,0)","v":0},{"$f":"IF($D575=\"Full\",'Failure Persistence Storage'!FW575,0)","v":0},{"$f":"IF($D575=\"Full\",'Failure Persistence Storage'!FX575,0)","v":0},{"$f":"IF($D575=\"Full\",'Failure Persistence Storage'!GA575,0)","v":0},{"$f":"IF($D575=\"Full\",'Failure Persistence Storage'!GB575,0)","v":0},{"$f":"IF($D575=\"Full\",'Failure Persistence Storage'!GE575,0)","v":0},{"$f":"IF($D575=\"Full\",'Failure Persistence Storage'!GF575,0)","v":0},{"$f":"IF($D575=\"Full\",'Failure Persistence Storage'!GI575,0)","v":0},{"$f":"IF($D575=\"Full\",'Failure Persistence Storage'!GJ575,0)","v":0},{"$f":"IF($D575=\"Full\",'Failure Persistence Storage'!GM575,0)","v":0},{"$f":"IF($D575=\"Full\",'Failure Persistence Storage'!GN575,0)","v":0},{"$f":"IF($D575=\"Full\",'Failure Persistence Storage'!GQ575,0)","v":0},{"$f":"IF($D575=\"Full\",'Failure Persistence Storage'!GR575,0)","v":0},{"$f":"IF($D575=\"Full\",'Failure Persistence Storage'!GU575,0)","v":0},{"$f":"IF($D575=\"Full\",'Failure Persistence Storage'!GV575,0)","v":0},{"$f":"IF($D575=\"Full\",'Failure Persistence Storage'!GY575,0)","v":0},{"$f":"IF($D575=\"Full\",'Failure Persistence Storage'!GZ575,0)","v":0},{"$f":"IF($D575=\"Full\",'Failure Persistence Storage'!HC575,0)","v":0},{"$f":"IF($D575=\"Full\",'Failure Persistence Storage'!HD575,0)","v":0},{"$f":"IF($D575=\"Full\",'Failure Persistence Storage'!HG575,0)","v":0},{"$f":"IF($D575=\"Full\",'Failure Persistence Storage'!HH575,0)","v":0},{"$f":"IF($D575=\"Full\",'Failure Persistence Storage'!HK575,0)","v":0},{"$f":"IF($D575=\"Full\",'Failure Persistence Storage'!HL575,0)","v":0},{"$f":"IF($D575=\"Full\",'Failure Persistence Storage'!HO575,0)","v":0}]
[null,"Summation Combination ",null,null,null,null,null,null,null,null,null,null,null,null,null,null,null,null,null,null,null,null,null,null,null,null,null,null,null,null,null,null,null,null,null,null,null,null,null,null,null,null,null,null,null,null,null,null,null,null,null,null,null,null,null,null,null,null,null,null,null,null,null,null,null,null,null,null,null,null,null,null,null,null,null,null,null,null,null,null,null,null,null,null,null,null,null,null,null,null,null,null,null,null,null,null,null,null,null,null,null,null,null,null,null,null,null,null,null,null,null,null,null,null,null,null,null,null,null,null,null,null,null,null,null,null,null,null,null,null,null,null,null,null,null,null,null,null,null,null,null,null,null,null,null,null,null,null,null,null,null,null,null,null,null,null,null,null,null,null,null,null,null,null,null,null,null,null,null,null,null,null,null,null,null,null,null,null,null,null,null,null,null,null,null,null,null,null,null,null,null,null,null,null,null,null,null,null,null,null,null,null,null,null,null,null,null,null,null,null,null,null,null,null,null,null,null,null,null,null,null,null,null,null,{"$f":"IF($D576=\"Full\",'Failure Persistence Storage'!AB576,0)","v":0},{"$f":"IF($D576=\"Full\",'Failure Persistence Storage'!AE576,0)","v":0},{"$f":"IF($D576=\"Full\",'Failure Persistence Storage'!AF576,0)","v":0},{"$f":"IF($D576=\"Full\",'Failure Persistence Storage'!AI576,0)","v":0},{"$f":"IF($D576=\"Full\",'Failure Persistence Storage'!AJ576,0)","v":0},{"$f":"IF($D576=\"Full\",'Failure Persistence Storage'!AM576,0)","v":0},{"$f":"IF($D576=\"Full\",'Failure Persistence Storage'!AN576,0)","v":0},{"$f":"IF($D576=\"Full\",'Failure Persistence Storage'!AQ576,0)","v":0},{"$f":"IF($D576=\"Full\",'Failure Persistence Storage'!AR576,0)","v":0},{"$f":"IF($D576=\"Full\",'Failure Persistence Storage'!AU576,0)","v":0},{"$f":"IF($D576=\"Full\",'Failure Persistence Storage'!AV576,0)","v":0},{"$f":"IF($D576=\"Full\",'Failure Persistence Storage'!AY576,0)","v":0},{"$f":"IF($D576=\"Full\",'Failure Persistence Storage'!AZ576,0)","v":0},{"$f":"IF($D576=\"Full\",'Failure Persistence Storage'!BC576,0)","v":0},{"$f":"IF($D576=\"Full\",'Failure Persistence Storage'!BD576,0)","v":0},{"$f":"IF($D576=\"Full\",'Failure Persistence Storage'!BG576,0)","v":0},{"$f":"IF($D576=\"Full\",'Failure Persistence Storage'!BH576,0)","v":0},{"$f":"IF($D576=\"Full\",'Failure Persistence Storage'!BK576,0)","v":0},{"$f":"IF($D576=\"Full\",'Failure Persistence Storage'!BL576,0)","v":0},{"$f":"IF($D576=\"Full\",'Failure Persistence Storage'!BO576,0)","v":0},{"$f":"IF($D576=\"Full\",'Failure Persistence Storage'!BP576,0)","v":0},{"$f":"IF($D576=\"Full\",'Failure Persistence Storage'!BS576,0)","v":0},{"$f":"IF($D576=\"Full\",'Failure Persistence Storage'!BT576,0)","v":0},{"$f":"IF($D576=\"Full\",'Failure Persistence Storage'!BW576,0)","v":0},{"$f":"IF($D576=\"Full\",'Failure Persistence Storage'!BX576,0)","v":0},{"$f":"IF($D576=\"Full\",'Failure Persistence Storage'!CA576,0)","v":0},{"$f":"IF($D576=\"Full\",'Failure Persistence Storage'!CB576,0)","v":0},{"$f":"IF($D576=\"Full\",'Failure Persistence Storage'!CE576,0)","v":0},{"$f":"IF($D576=\"Full\",'Failure Persistence Storage'!CF576,0)","v":0},{"$f":"IF($D576=\"Full\",'Failure Persistence Storage'!CI576,0)","v":0},{"$f":"IF($D576=\"Full\",'Failure Persistence Storage'!CJ576,0)","v":0},{"$f":"IF($D576=\"Full\",'Failure Persistence Storage'!CM576,0)","v":0},{"$f":"IF($D576=\"Full\",'Failure Persistence Storage'!CN576,0)","v":0},{"$f":"IF($D576=\"Full\",'Failure Persistence Storage'!CQ576,0)","v":0},{"$f":"IF($D576=\"Full\",'Failure Persistence Storage'!CR576,0)","v":0},{"$f":"IF($D576=\"Full\",'Failure Persistence Storage'!CU576,0)","v":0},{"$f":"IF($D576=\"Full\",'Failure Persistence Storage'!CV576,0)","v":0},{"$f":"IF($D576=\"Full\",'Failure Persistence Storage'!CY576,0)","v":0},{"$f":"IF($D576=\"Full\",'Failure Persistence Storage'!CZ576,0)","v":0},{"$f":"IF($D576=\"Full\",'Failure Persistence Storage'!DC576,0)","v":0},{"$f":"IF($D576=\"Full\",'Failure Persistence Storage'!DD576,0)","v":0},{"$f":"IF($D576=\"Full\",'Failure Persistence Storage'!DG576,0)","v":0},{"$f":"IF($D576=\"Full\",'Failure Persistence Storage'!DH576,0)","v":0},{"$f":"IF($D576=\"Full\",'Failure Persistence Storage'!DK576,0)","v":0},{"$f":"IF($D576=\"Full\",'Failure Persistence Storage'!DL576,0)","v":0},{"$f":"IF($D576=\"Full\",'Failure Persistence Storage'!DO576,0)","v":0},{"$f":"IF($D576=\"Full\",'Failure Persistence Storage'!DP576,0)","v":0},{"$f":"IF($D576=\"Full\",'Failure Persistence Storage'!DS576,0)","v":0},{"$f":"IF($D576=\"Full\",'Failure Persistence Storage'!DT576,0)","v":0},{"$f":"IF($D576=\"Full\",'Failure Persistence Storage'!DW576,0)","v":0},{"$f":"IF($D576=\"Full\",'Failure Persistence Storage'!DX576,0)","v":0},{"$f":"IF($D576=\"Full\",'Failure Persistence Storage'!EA576,0)","v":0},{"$f":"IF($D576=\"Full\",'Failure Persistence Storage'!EB576,0)","v":0},{"$f":"IF($D576=\"Full\",'Failure Persistence Storage'!EE576,0)","v":0},{"$f":"IF($D576=\"Full\",'Failure Persistence Storage'!EF576,0)","v":0},{"$f":"IF($D576=\"Full\",'Failure Persistence Storage'!EI576,0)","v":0},{"$f":"IF($D576=\"Full\",'Failure Persistence Storage'!EJ576,0)","v":0},{"$f":"IF($D576=\"Full\",'Failure Persistence Storage'!EM576,0)","v":0},{"$f":"IF($D576=\"Full\",'Failure Persistence Storage'!EN576,0)","v":0},{"$f":"IF($D576=\"Full\",'Failure Persistence Storage'!EQ576,0)","v":0},{"$f":"IF($D576=\"Full\",'Failure Persistence Storage'!ER576,0)","v":0},{"$f":"IF($D576=\"Full\",'Failure Persistence Storage'!EU576,0)","v":0},{"$f":"IF($D576=\"Full\",'Failure Persistence Storage'!EV576,0)","v":0},{"$f":"IF($D576=\"Full\",'Failure Persistence Storage'!EY576,0)","v":0},{"$f":"IF($D576=\"Full\",'Failure Persistence Storage'!EZ576,0)","v":0},{"$f":"IF($D576=\"Full\",'Failure Persistence Storage'!FC576,0)","v":0},{"$f":"IF($D576=\"Full\",'Failure Persistence Storage'!FD576,0)","v":0},{"$f":"IF($D576=\"Full\",'Failure Persistence Storage'!FG576,0)","v":0},{"$f":"IF($D576=\"Full\",'Failure Persistence Storage'!FH576,0)","v":0},{"$f":"IF($D576=\"Full\",'Failure Persistence Storage'!FK576,0)","v":0},{"$f":"IF($D576=\"Full\",'Failure Persistence Storage'!FL576,0)","v":0},{"$f":"IF($D576=\"Full\",'Failure Persistence Storage'!FO576,0)","v":0},{"$f":"IF($D576=\"Full\",'Failure Persistence Storage'!FP576,0)","v":0},{"$f":"IF($D576=\"Full\",'Failure Persistence Storage'!FS576,0)","v":0},{"$f":"IF($D576=\"Full\",'Failure Persistence Storage'!FT576,0)","v":0},{"$f":"IF($D576=\"Full\",'Failure Persistence Storage'!FW576,0)","v":0},{"$f":"IF($D576=\"Full\",'Failure Persistence Storage'!FX576,0)","v":0},{"$f":"IF($D576=\"Full\",'Failure Persistence Storage'!GA576,0)","v":0},{"$f":"IF($D576=\"Full\",'Failure Persistence Storage'!GB576,0)","v":0},{"$f":"IF($D576=\"Full\",'Failure Persistence Storage'!GE576,0)","v":0},{"$f":"IF($D576=\"Full\",'Failure Persistence Storage'!GF576,0)","v":0},{"$f":"IF($D576=\"Full\",'Failure Persistence Storage'!GI576,0)","v":0},{"$f":"IF($D576=\"Full\",'Failure Persistence Storage'!GJ576,0)","v":0},{"$f":"IF($D576=\"Full\",'Failure Persistence Storage'!GM576,0)","v":0},{"$f":"IF($D576=\"Full\",'Failure Persistence Storage'!GN576,0)","v":0},{"$f":"IF($D576=\"Full\",'Failure Persistence Storage'!GQ576,0)","v":0},{"$f":"IF($D576=\"Full\",'Failure Persistence Storage'!GR576,0)","v":0},{"$f":"IF($D576=\"Full\",'Failure Persistence Storage'!GU576,0)","v":0},{"$f":"IF($D576=\"Full\",'Failure Persistence Storage'!GV576,0)","v":0},{"$f":"IF($D576=\"Full\",'Failure Persistence Storage'!GY576,0)","v":0},{"$f":"IF($D576=\"Full\",'Failure Persistence Storage'!GZ576,0)","v":0},{"$f":"IF($D576=\"Full\",'Failure Persistence Storage'!HC576,0)","v":0},{"$f":"IF($D576=\"Full\",'Failure Persistence Storage'!HD576,0)","v":0},{"$f":"IF($D576=\"Full\",'Failure Persistence Storage'!HG576,0)","v":0},{"$f":"IF($D576=\"Full\",'Failure Persistence Storage'!HH576,0)","v":0},{"$f":"IF($D576=\"Full\",'Failure Persistence Storage'!HK576,0)","v":0},{"$f":"IF($D576=\"Full\",'Failure Persistence Storage'!HL576,0)","v":0},{"$f":"IF($D576=\"Full\",'Failure Persistence Storage'!HO576,0)","v":0}]
[null,null,null,{"$f":"IF($L577=0,\" \",INDIRECT(ADDRESS($L577,COLUMN(D577))))","v":" "},null,null,null,null,null,null,"Row Number",null,null,null,null,null,null,null,null,null,null,null,null,null,null,null,null,{"$f":"IF($L577=0,\" \",INDIRECT(ADDRESS($L577,COLUMN(AB577))))","v":" "}," "," "," "," "," "," "," "," "," "," "," "," "," "," "," ",{"$f":"IF($L577=0,\" \",INDIRECT(ADDRESS($L577,COLUMN(AR577))))","v":" "}," "," "," "," "," "," "," "," "," "," "," "," "," "," "," ",{"$f":"IF($L577=0,\" \",INDIRECT(ADDRESS($L577,COLUMN(BH577))))","v":" "}," "," "," "," "," "," "," "," "," "," "," "," "," "," "," ",{"$f":"IF($L577=0,\" \",INDIRECT(ADDRESS($L577,COLUMN(BX577))))","v":" "}," "," "," "," "," "," "," "," "," "," "," "," "," "," "," ",{"$f":"IF($L577=0,\" \",INDIRECT(ADDRESS($L577,COLUMN(CN577))))","v":" "}," "," "," "," "," "," "," "," "," "," "," "," "," "," "," ",{"$f":"IF($L577=0,\" \",INDIRECT(ADDRESS($L577,COLUMN(DD577))))","v":" "}," "," "," "," "," "," "," "," "," "," "," "," "," "," "," ",{"$f":"IF($L577=0,\" \",INDIRECT(ADDRESS($L577,COLUMN(DT577))))","v":" "}," "," "," "," "," "," "," "," "," "," "," "," "," "," "," ",{"$f":"IF($L577=0,\" \",INDIRECT(ADDRESS($L577,COLUMN(EJ577))))","v":" "}," "," "," "," "," "," "," "," "," "," "," "," "," "," "," ",{"$f":"IF($L577=0,\" \",INDIRECT(ADDRESS($L577,COLUMN(EZ577))))","v":" "}," "," "," "," "," "," "," "," "," "," "," "," "," "," "," ",{"$f":"IF($L577=0,\" \",INDIRECT(ADDRESS($L577,COLUMN(FP577))))","v":" "}," "," "," "," "," "," "," "," "," "," "," "," "," "," "," ",{"$f":"IF($L577=0,\" \",INDIRECT(ADDRESS($L577,COLUMN(GF577))))","v":" "}," "," "," "," "," "," "," "," "," "," "," "," "," "," "," ",{"$f":"IF($L577=0,\" \",INDIRECT(ADDRESS($L577,COLUMN(GV577))))","v":" "}," "," "," "," "," "," "," "," "," "," "," "," "," "," "," ",{"$f":"IF($L577=0,\" \",INDIRECT(ADDRESS($L577,COLUMN(HL577))))","v":" "}," "," "," ",null,{"$f":"IF($D577=\"Full\",'Failure Persistence Storage'!AB577,0)","v":0},{"$f":"IF($D577=\"Full\",'Failure Persistence Storage'!AE577,0)","v":0},{"$f":"IF($D577=\"Full\",'Failure Persistence Storage'!AF577,0)","v":0},{"$f":"IF($D577=\"Full\",'Failure Persistence Storage'!AI577,0)","v":0},{"$f":"IF($D577=\"Full\",'Failure Persistence Storage'!AJ577,0)","v":0},{"$f":"IF($D577=\"Full\",'Failure Persistence Storage'!AM577,0)","v":0},{"$f":"IF($D577=\"Full\",'Failure Persistence Storage'!AN577,0)","v":0},{"$f":"IF($D577=\"Full\",'Failure Persistence Storage'!AQ577,0)","v":0},{"$f":"IF($D577=\"Full\",'Failure Persistence Storage'!AR577,0)","v":0},{"$f":"IF($D577=\"Full\",'Failure Persistence Storage'!AU577,0)","v":0},{"$f":"IF($D577=\"Full\",'Failure Persistence Storage'!AV577,0)","v":0},{"$f":"IF($D577=\"Full\",'Failure Persistence Storage'!AY577,0)","v":0},{"$f":"IF($D577=\"Full\",'Failure Persistence Storage'!AZ577,0)","v":0},{"$f":"IF($D577=\"Full\",'Failure Persistence Storage'!BC577,0)","v":0},{"$f":"IF($D577=\"Full\",'Failure Persistence Storage'!BD577,0)","v":0},{"$f":"IF($D577=\"Full\",'Failure Persistence Storage'!BG577,0)","v":0},{"$f":"IF($D577=\"Full\",'Failure Persistence Storage'!BH577,0)","v":0},{"$f":"IF($D577=\"Full\",'Failure Persistence Storage'!BK577,0)","v":0},{"$f":"IF($D577=\"Full\",'Failure Persistence Storage'!BL577,0)","v":0},{"$f":"IF($D577=\"Full\",'Failure Persistence Storage'!BO577,0)","v":0},{"$f":"IF($D577=\"Full\",'Failure Persistence Storage'!BP577,0)","v":0},{"$f":"IF($D577=\"Full\",'Failure Persistence Storage'!BS577,0)","v":0},{"$f":"IF($D577=\"Full\",'Failure Persistence Storage'!BT577,0)","v":0},{"$f":"IF($D577=\"Full\",'Failure Persistence Storage'!BW577,0)","v":0},{"$f":"IF($D577=\"Full\",'Failure Persistence Storage'!BX577,0)","v":0},{"$f":"IF($D577=\"Full\",'Failure Persistence Storage'!CA577,0)","v":0},{"$f":"IF($D577=\"Full\",'Failure Persistence Storage'!CB577,0)","v":0},{"$f":"IF($D577=\"Full\",'Failure Persistence Storage'!CE577,0)","v":0},{"$f":"IF($D577=\"Full\",'Failure Persistence Storage'!CF577,0)","v":0},{"$f":"IF($D577=\"Full\",'Failure Persistence Storage'!CI577,0)","v":0},{"$f":"IF($D577=\"Full\",'Failure Persistence Storage'!CJ577,0)","v":0},{"$f":"IF($D577=\"Full\",'Failure Persistence Storage'!CM577,0)","v":0},{"$f":"IF($D577=\"Full\",'Failure Persistence Storage'!CN577,0)","v":0},{"$f":"IF($D577=\"Full\",'Failure Persistence Storage'!CQ577,0)","v":0},{"$f":"IF($D577=\"Full\",'Failure Persistence Storage'!CR577,0)","v":0},{"$f":"IF($D577=\"Full\",'Failure Persistence Storage'!CU577,0)","v":0},{"$f":"IF($D577=\"Full\",'Failure Persistence Storage'!CV577,0)","v":0},{"$f":"IF($D577=\"Full\",'Failure Persistence Storage'!CY577,0)","v":0},{"$f":"IF($D577=\"Full\",'Failure Persistence Storage'!CZ577,0)","v":0},{"$f":"IF($D577=\"Full\",'Failure Persistence Storage'!DC577,0)","v":0},{"$f":"IF($D577=\"Full\",'Failure Persistence Storage'!DD577,0)","v":0},{"$f":"IF($D577=\"Full\",'Failure Persistence Storage'!DG577,0)","v":0},{"$f":"IF($D577=\"Full\",'Failure Persistence Storage'!DH577,0)","v":0},{"$f":"IF($D577=\"Full\",'Failure Persistence Storage'!DK577,0)","v":0},{"$f":"IF($D577=\"Full\",'Failure Persistence Storage'!DL577,0)","v":0},{"$f":"IF($D577=\"Full\",'Failure Persistence Storage'!DO577,0)","v":0},{"$f":"IF($D577=\"Full\",'Failure Persistence Storage'!DP577,0)","v":0},{"$f":"IF($D577=\"Full\",'Failure Persistence Storage'!DS577,0)","v":0},{"$f":"IF($D577=\"Full\",'Failure Persistence Storage'!DT577,0)","v":0},{"$f":"IF($D577=\"Full\",'Failure Persistence Storage'!DW577,0)","v":0},{"$f":"IF($D577=\"Full\",'Failure Persistence Storage'!DX577,0)","v":0},{"$f":"IF($D577=\"Full\",'Failure Persistence Storage'!EA577,0)","v":0},{"$f":"IF($D577=\"Full\",'Failure Persistence Storage'!EB577,0)","v":0},{"$f":"IF($D577=\"Full\",'Failure Persistence Storage'!EE577,0)","v":0},{"$f":"IF($D577=\"Full\",'Failure Persistence Storage'!EF577,0)","v":0},{"$f":"IF($D577=\"Full\",'Failure Persistence Storage'!EI577,0)","v":0},{"$f":"IF($D577=\"Full\",'Failure Persistence Storage'!EJ577,0)","v":0},{"$f":"IF($D577=\"Full\",'Failure Persistence Storage'!EM577,0)","v":0},{"$f":"IF($D577=\"Full\",'Failure Persistence Storage'!EN577,0)","v":0},{"$f":"IF($D577=\"Full\",'Failure Persistence Storage'!EQ577,0)","v":0},{"$f":"IF($D577=\"Full\",'Failure Persistence Storage'!ER577,0)","v":0},{"$f":"IF($D577=\"Full\",'Failure Persistence Storage'!EU577,0)","v":0},{"$f":"IF($D577=\"Full\",'Failure Persistence Storage'!EV577,0)","v":0},{"$f":"IF($D577=\"Full\",'Failure Persistence Storage'!EY577,0)","v":0},{"$f":"IF($D577=\"Full\",'Failure Persistence Storage'!EZ577,0)","v":0},{"$f":"IF($D577=\"Full\",'Failure Persistence Storage'!FC577,0)","v":0},{"$f":"IF($D577=\"Full\",'Failure Persistence Storage'!FD577,0)","v":0},{"$f":"IF($D577=\"Full\",'Failure Persistence Storage'!FG577,0)","v":0},{"$f":"IF($D577=\"Full\",'Failure Persistence Storage'!FH577,0)","v":0},{"$f":"IF($D577=\"Full\",'Failure Persistence Storage'!FK577,0)","v":0},{"$f":"IF($D577=\"Full\",'Failure Persistence Storage'!FL577,0)","v":0},{"$f":"IF($D577=\"Full\",'Failure Persistence Storage'!FO577,0)","v":0},{"$f":"IF($D577=\"Full\",'Failure Persistence Storage'!FP577,0)","v":0},{"$f":"IF($D577=\"Full\",'Failure Persistence Storage'!FS577,0)","v":0},{"$f":"IF($D577=\"Full\",'Failure Persistence Storage'!FT577,0)","v":0},{"$f":"IF($D577=\"Full\",'Failure Persistence Storage'!FW577,0)","v":0},{"$f":"IF($D577=\"Full\",'Failure Persistence Storage'!FX577,0)","v":0},{"$f":"IF($D577=\"Full\",'Failure Persistence Storage'!GA577,0)","v":0},{"$f":"IF($D577=\"Full\",'Failure Persistence Storage'!GB577,0)","v":0},{"$f":"IF($D577=\"Full\",'Failure Persistence Storage'!GE577,0)","v":0},{"$f":"IF($D577=\"Full\",'Failure Persistence Storage'!GF577,0)","v":0},{"$f":"IF($D577=\"Full\",'Failure Persistence Storage'!GI577,0)","v":0},{"$f":"IF($D577=\"Full\",'Failure Persistence Storage'!GJ577,0)","v":0},{"$f":"IF($D577=\"Full\",'Failure Persistence Storage'!GM577,0)","v":0},{"$f":"IF($D577=\"Full\",'Failure Persistence Storage'!GN577,0)","v":0},{"$f":"IF($D577=\"Full\",'Failure Persistence Storage'!GQ577,0)","v":0},{"$f":"IF($D577=\"Full\",'Failure Persistence Storage'!GR577,0)","v":0},{"$f":"IF($D577=\"Full\",'Failure Persistence Storage'!GU577,0)","v":0},{"$f":"IF($D577=\"Full\",'Failure Persistence Storage'!GV577,0)","v":0},{"$f":"IF($D577=\"Full\",'Failure Persistence Storage'!GY577,0)","v":0},{"$f":"IF($D577=\"Full\",'Failure Persistence Storage'!GZ577,0)","v":0},{"$f":"IF($D577=\"Full\",'Failure Persistence Storage'!HC577,0)","v":0},{"$f":"IF($D577=\"Full\",'Failure Persistence Storage'!HD577,0)","v":0},{"$f":"IF($D577=\"Full\",'Failure Persistence Storage'!HG577,0)","v":0},{"$f":"IF($D577=\"Full\",'Failure Persistence Storage'!HH577,0)","v":0},{"$f":"IF($D577=\"Full\",'Failure Persistence Storage'!HK577,0)","v":0},{"$f":"IF($D577=\"Full\",'Failure Persistence Storage'!HL577,0)","v":0},{"$f":"IF($D577=\"Full\",'Failure Persistence Storage'!HO577,0)","v":0}]
[null,null,null," ",null,null,null,null,null,null,"Row Number",null,null,null,null,null,null,null,null,null,null,null,null,null,null,null,null," "," "," "," "," "," "," "," "," "," "," "," "," "," "," "," "," "," "," "," "," "," "," "," "," "," "," "," "," "," "," "," "," "," "," "," "," "," "," "," "," "," "," "," "," "," "," "," "," "," "," "," "," "," "," "," "," "," "," "," "," "," "," "," "," "," "," "," "," "," "," "," "," "," "," "," "," "," "," "," "," "," "," "," "," "," "," "," "," "," "," "," "," "," "," "," "," "," "," "," "," "," "," "," "," "," "," "," "," "," "," "," "," "," "," "," "," "," "," "," "," "," "," "," "," "," "," "," "," "," "," "," "," "," "," "," "," "," "," "," "," "," "," "," "," "," "," "," "," "," "," "," "," "," "," "," "," "," "," "," "," "," "," "," "," "," "," "," "," "," "," "," "," "," "," "," "," "," "," "," "," "," "," "," "," "," "," "," "," "," "," "," "," "," "," "," ",null,{"$f":"IF($D578=\"Full\",'Failure Persistence Storage'!AB578,0)","v":0},{"$f":"IF($D578=\"Full\",'Failure Persistence Storage'!AE578,0)","v":0},{"$f":"IF($D578=\"Full\",'Failure Persistence Storage'!AF578,0)","v":0},{"$f":"IF($D578=\"Full\",'Failure Persistence Storage'!AI578,0)","v":0},{"$f":"IF($D578=\"Full\",'Failure Persistence Storage'!AJ578,0)","v":0},{"$f":"IF($D578=\"Full\",'Failure Persistence Storage'!AM578,0)","v":0},{"$f":"IF($D578=\"Full\",'Failure Persistence Storage'!AN578,0)","v":0},{"$f":"IF($D578=\"Full\",'Failure Persistence Storage'!AQ578,0)","v":0},{"$f":"IF($D578=\"Full\",'Failure Persistence Storage'!AR578,0)","v":0},{"$f":"IF($D578=\"Full\",'Failure Persistence Storage'!AU578,0)","v":0},{"$f":"IF($D578=\"Full\",'Failure Persistence Storage'!AV578,0)","v":0},{"$f":"IF($D578=\"Full\",'Failure Persistence Storage'!AY578,0)","v":0},{"$f":"IF($D578=\"Full\",'Failure Persistence Storage'!AZ578,0)","v":0},{"$f":"IF($D578=\"Full\",'Failure Persistence Storage'!BC578,0)","v":0},{"$f":"IF($D578=\"Full\",'Failure Persistence Storage'!BD578,0)","v":0},{"$f":"IF($D578=\"Full\",'Failure Persistence Storage'!BG578,0)","v":0},{"$f":"IF($D578=\"Full\",'Failure Persistence Storage'!BH578,0)","v":0},{"$f":"IF($D578=\"Full\",'Failure Persistence Storage'!BK578,0)","v":0},{"$f":"IF($D578=\"Full\",'Failure Persistence Storage'!BL578,0)","v":0},{"$f":"IF($D578=\"Full\",'Failure Persistence Storage'!BO578,0)","v":0},{"$f":"IF($D578=\"Full\",'Failure Persistence Storage'!BP578,0)","v":0},{"$f":"IF($D578=\"Full\",'Failure Persistence Storage'!BS578,0)","v":0},{"$f":"IF($D578=\"Full\",'Failure Persistence Storage'!BT578,0)","v":0},{"$f":"IF($D578=\"Full\",'Failure Persistence Storage'!BW578,0)","v":0},{"$f":"IF($D578=\"Full\",'Failure Persistence Storage'!BX578,0)","v":0},{"$f":"IF($D578=\"Full\",'Failure Persistence Storage'!CA578,0)","v":0},{"$f":"IF($D578=\"Full\",'Failure Persistence Storage'!CB578,0)","v":0},{"$f":"IF($D578=\"Full\",'Failure Persistence Storage'!CE578,0)","v":0},{"$f":"IF($D578=\"Full\",'Failure Persistence Storage'!CF578,0)","v":0},{"$f":"IF($D578=\"Full\",'Failure Persistence Storage'!CI578,0)","v":0},{"$f":"IF($D578=\"Full\",'Failure Persistence Storage'!CJ578,0)","v":0},{"$f":"IF($D578=\"Full\",'Failure Persistence Storage'!CM578,0)","v":0},{"$f":"IF($D578=\"Full\",'Failure Persistence Storage'!CN578,0)","v":0},{"$f":"IF($D578=\"Full\",'Failure Persistence Storage'!CQ578,0)","v":0},{"$f":"IF($D578=\"Full\",'Failure Persistence Storage'!CR578,0)","v":0},{"$f":"IF($D578=\"Full\",'Failure Persistence Storage'!CU578,0)","v":0},{"$f":"IF($D578=\"Full\",'Failure Persistence Storage'!CV578,0)","v":0},{"$f":"IF($D578=\"Full\",'Failure Persistence Storage'!CY578,0)","v":0},{"$f":"IF($D578=\"Full\",'Failure Persistence Storage'!CZ578,0)","v":0},{"$f":"IF($D578=\"Full\",'Failure Persistence Storage'!DC578,0)","v":0},{"$f":"IF($D578=\"Full\",'Failure Persistence Storage'!DD578,0)","v":0},{"$f":"IF($D578=\"Full\",'Failure Persistence Storage'!DG578,0)","v":0},{"$f":"IF($D578=\"Full\",'Failure Persistence Storage'!DH578,0)","v":0},{"$f":"IF($D578=\"Full\",'Failure Persistence Storage'!DK578,0)","v":0},{"$f":"IF($D578=\"Full\",'Failure Persistence Storage'!DL578,0)","v":0},{"$f":"IF($D578=\"Full\",'Failure Persistence Storage'!DO578,0)","v":0},{"$f":"IF($D578=\"Full\",'Failure Persistence Storage'!DP578,0)","v":0},{"$f":"IF($D578=\"Full\",'Failure Persistence Storage'!DS578,0)","v":0},{"$f":"IF($D578=\"Full\",'Failure Persistence Storage'!DT578,0)","v":0},{"$f":"IF($D578=\"Full\",'Failure Persistence Storage'!DW578,0)","v":0},{"$f":"IF($D578=\"Full\",'Failure Persistence Storage'!DX578,0)","v":0},{"$f":"IF($D578=\"Full\",'Failure Persistence Storage'!EA578,0)","v":0},{"$f":"IF($D578=\"Full\",'Failure Persistence Storage'!EB578,0)","v":0},{"$f":"IF($D578=\"Full\",'Failure Persistence Storage'!EE578,0)","v":0},{"$f":"IF($D578=\"Full\",'Failure Persistence Storage'!EF578,0)","v":0},{"$f":"IF($D578=\"Full\",'Failure Persistence Storage'!EI578,0)","v":0},{"$f":"IF($D578=\"Full\",'Failure Persistence Storage'!EJ578,0)","v":0},{"$f":"IF($D578=\"Full\",'Failure Persistence Storage'!EM578,0)","v":0},{"$f":"IF($D578=\"Full\",'Failure Persistence Storage'!EN578,0)","v":0},{"$f":"IF($D578=\"Full\",'Failure Persistence Storage'!EQ578,0)","v":0},{"$f":"IF($D578=\"Full\",'Failure Persistence Storage'!ER578,0)","v":0},{"$f":"IF($D578=\"Full\",'Failure Persistence Storage'!EU578,0)","v":0},{"$f":"IF($D578=\"Full\",'Failure Persistence Storage'!EV578,0)","v":0},{"$f":"IF($D578=\"Full\",'Failure Persistence Storage'!EY578,0)","v":0},{"$f":"IF($D578=\"Full\",'Failure Persistence Storage'!EZ578,0)","v":0},{"$f":"IF($D578=\"Full\",'Failure Persistence Storage'!FC578,0)","v":0},{"$f":"IF($D578=\"Full\",'Failure Persistence Storage'!FD578,0)","v":0},{"$f":"IF($D578=\"Full\",'Failure Persistence Storage'!FG578,0)","v":0},{"$f":"IF($D578=\"Full\",'Failure Persistence Storage'!FH578,0)","v":0},{"$f":"IF($D578=\"Full\",'Failure Persistence Storage'!FK578,0)","v":0},{"$f":"IF($D578=\"Full\",'Failure Persistence Storage'!FL578,0)","v":0},{"$f":"IF($D578=\"Full\",'Failure Persistence Storage'!FO578,0)","v":0},{"$f":"IF($D578=\"Full\",'Failure Persistence Storage'!FP578,0)","v":0},{"$f":"IF($D578=\"Full\",'Failure Persistence Storage'!FS578,0)","v":0},{"$f":"IF($D578=\"Full\",'Failure Persistence Storage'!FT578,0)","v":0},{"$f":"IF($D578=\"Full\",'Failure Persistence Storage'!FW578,0)","v":0},{"$f":"IF($D578=\"Full\",'Failure Persistence Storage'!FX578,0)","v":0},{"$f":"IF($D578=\"Full\",'Failure Persistence Storage'!GA578,0)","v":0},{"$f":"IF($D578=\"Full\",'Failure Persistence Storage'!GB578,0)","v":0},{"$f":"IF($D578=\"Full\",'Failure Persistence Storage'!GE578,0)","v":0},{"$f":"IF($D578=\"Full\",'Failure Persistence Storage'!GF578,0)","v":0},{"$f":"IF($D578=\"Full\",'Failure Persistence Storage'!GI578,0)","v":0},{"$f":"IF($D578=\"Full\",'Failure Persistence Storage'!GJ578,0)","v":0},{"$f":"IF($D578=\"Full\",'Failure Persistence Storage'!GM578,0)","v":0},{"$f":"IF($D578=\"Full\",'Failure Persistence Storage'!GN578,0)","v":0},{"$f":"IF($D578=\"Full\",'Failure Persistence Storage'!GQ578,0)","v":0},{"$f":"IF($D578=\"Full\",'Failure Persistence Storage'!GR578,0)","v":0},{"$f":"IF($D578=\"Full\",'Failure Persistence Storage'!GU578,0)","v":0},{"$f":"IF($D578=\"Full\",'Failure Persistence Storage'!GV578,0)","v":0},{"$f":"IF($D578=\"Full\",'Failure Persistence Storage'!GY578,0)","v":0},{"$f":"IF($D578=\"Full\",'Failure Persistence Storage'!GZ578,0)","v":0},{"$f":"IF($D578=\"Full\",'Failure Persistence Storage'!HC578,0)","v":0},{"$f":"IF($D578=\"Full\",'Failure Persistence Storage'!HD578,0)","v":0},{"$f":"IF($D578=\"Full\",'Failure Persistence Storage'!HG578,0)","v":0},{"$f":"IF($D578=\"Full\",'Failure Persistence Storage'!HH578,0)","v":0},{"$f":"IF($D578=\"Full\",'Failure Persistence Storage'!HK578,0)","v":0},{"$f":"IF($D578=\"Full\",'Failure Persistence Storage'!HL578,0)","v":0},{"$f":"IF($D578=\"Full\",'Failure Persistence Storage'!HO578,0)","v":0}]
[null,null,null," ",null,null,null,null,null,null,"Row Number",null,null,null,null,null,null,null,null,null,null,null,null,null,null,null,null," "," "," "," "," "," "," "," "," "," "," "," "," "," "," "," "," "," "," "," "," "," "," "," "," "," "," "," "," "," "," "," "," "," "," "," "," "," "," "," "," "," "," "," "," "," "," "," "," "," "," "," "," "," "," "," "," "," "," "," "," "," "," "," "," "," "," "," "," "," "," "," "," "," "," "," "," "," "," "," "," "," "," "," "," "," "," "," "," "," "," "," "," "," "," "," "," "," "," "," "," "," "," "," "," "," "," "," "," "," "," "," "," "," "," "," "," "," "," "," "," "," "," "," "," "," "," "," "," "," "," "," "," "," "," "," "," "," "," "," "," "," "," "," "," "," "," "," "," "," "," "," "," "," "," "," "," "," "," "," "," "," "," "," "," "," "," "," "," "," "," "," "," "," "," "," "," "," "," "," "," "," "," "," "," "," "," "," "," "," "," "," "," "," "," "," ",null,{"$f":"IF($D579=\"Full\",'Failure Persistence Storage'!AB579,0)","v":0},{"$f":"IF($D579=\"Full\",'Failure Persistence Storage'!AE579,0)","v":0},{"$f":"IF($D579=\"Full\",'Failure Persistence Storage'!AF579,0)","v":0},{"$f":"IF($D579=\"Full\",'Failure Persistence Storage'!AI579,0)","v":0},{"$f":"IF($D579=\"Full\",'Failure Persistence Storage'!AJ579,0)","v":0},{"$f":"IF($D579=\"Full\",'Failure Persistence Storage'!AM579,0)","v":0},{"$f":"IF($D579=\"Full\",'Failure Persistence Storage'!AN579,0)","v":0},{"$f":"IF($D579=\"Full\",'Failure Persistence Storage'!AQ579,0)","v":0},{"$f":"IF($D579=\"Full\",'Failure Persistence Storage'!AR579,0)","v":0},{"$f":"IF($D579=\"Full\",'Failure Persistence Storage'!AU579,0)","v":0},{"$f":"IF($D579=\"Full\",'Failure Persistence Storage'!AV579,0)","v":0},{"$f":"IF($D579=\"Full\",'Failure Persistence Storage'!AY579,0)","v":0},{"$f":"IF($D579=\"Full\",'Failure Persistence Storage'!AZ579,0)","v":0},{"$f":"IF($D579=\"Full\",'Failure Persistence Storage'!BC579,0)","v":0},{"$f":"IF($D579=\"Full\",'Failure Persistence Storage'!BD579,0)","v":0},{"$f":"IF($D579=\"Full\",'Failure Persistence Storage'!BG579,0)","v":0},{"$f":"IF($D579=\"Full\",'Failure Persistence Storage'!BH579,0)","v":0},{"$f":"IF($D579=\"Full\",'Failure Persistence Storage'!BK579,0)","v":0},{"$f":"IF($D579=\"Full\",'Failure Persistence Storage'!BL579,0)","v":0},{"$f":"IF($D579=\"Full\",'Failure Persistence Storage'!BO579,0)","v":0},{"$f":"IF($D579=\"Full\",'Failure Persistence Storage'!BP579,0)","v":0},{"$f":"IF($D579=\"Full\",'Failure Persistence Storage'!BS579,0)","v":0},{"$f":"IF($D579=\"Full\",'Failure Persistence Storage'!BT579,0)","v":0},{"$f":"IF($D579=\"Full\",'Failure Persistence Storage'!BW579,0)","v":0},{"$f":"IF($D579=\"Full\",'Failure Persistence Storage'!BX579,0)","v":0},{"$f":"IF($D579=\"Full\",'Failure Persistence Storage'!CA579,0)","v":0},{"$f":"IF($D579=\"Full\",'Failure Persistence Storage'!CB579,0)","v":0},{"$f":"IF($D579=\"Full\",'Failure Persistence Storage'!CE579,0)","v":0},{"$f":"IF($D579=\"Full\",'Failure Persistence Storage'!CF579,0)","v":0},{"$f":"IF($D579=\"Full\",'Failure Persistence Storage'!CI579,0)","v":0},{"$f":"IF($D579=\"Full\",'Failure Persistence Storage'!CJ579,0)","v":0},{"$f":"IF($D579=\"Full\",'Failure Persistence Storage'!CM579,0)","v":0},{"$f":"IF($D579=\"Full\",'Failure Persistence Storage'!CN579,0)","v":0},{"$f":"IF($D579=\"Full\",'Failure Persistence Storage'!CQ579,0)","v":0},{"$f":"IF($D579=\"Full\",'Failure Persistence Storage'!CR579,0)","v":0},{"$f":"IF($D579=\"Full\",'Failure Persistence Storage'!CU579,0)","v":0},{"$f":"IF($D579=\"Full\",'Failure Persistence Storage'!CV579,0)","v":0},{"$f":"IF($D579=\"Full\",'Failure Persistence Storage'!CY579,0)","v":0},{"$f":"IF($D579=\"Full\",'Failure Persistence Storage'!CZ579,0)","v":0},{"$f":"IF($D579=\"Full\",'Failure Persistence Storage'!DC579,0)","v":0},{"$f":"IF($D579=\"Full\",'Failure Persistence Storage'!DD579,0)","v":0},{"$f":"IF($D579=\"Full\",'Failure Persistence Storage'!DG579,0)","v":0},{"$f":"IF($D579=\"Full\",'Failure Persistence Storage'!DH579,0)","v":0},{"$f":"IF($D579=\"Full\",'Failure Persistence Storage'!DK579,0)","v":0},{"$f":"IF($D579=\"Full\",'Failure Persistence Storage'!DL579,0)","v":0},{"$f":"IF($D579=\"Full\",'Failure Persistence Storage'!DO579,0)","v":0},{"$f":"IF($D579=\"Full\",'Failure Persistence Storage'!DP579,0)","v":0},{"$f":"IF($D579=\"Full\",'Failure Persistence Storage'!DS579,0)","v":0},{"$f":"IF($D579=\"Full\",'Failure Persistence Storage'!DT579,0)","v":0},{"$f":"IF($D579=\"Full\",'Failure Persistence Storage'!DW579,0)","v":0},{"$f":"IF($D579=\"Full\",'Failure Persistence Storage'!DX579,0)","v":0},{"$f":"IF($D579=\"Full\",'Failure Persistence Storage'!EA579,0)","v":0},{"$f":"IF($D579=\"Full\",'Failure Persistence Storage'!EB579,0)","v":0},{"$f":"IF($D579=\"Full\",'Failure Persistence Storage'!EE579,0)","v":0},{"$f":"IF($D579=\"Full\",'Failure Persistence Storage'!EF579,0)","v":0},{"$f":"IF($D579=\"Full\",'Failure Persistence Storage'!EI579,0)","v":0},{"$f":"IF($D579=\"Full\",'Failure Persistence Storage'!EJ579,0)","v":0},{"$f":"IF($D579=\"Full\",'Failure Persistence Storage'!EM579,0)","v":0},{"$f":"IF($D579=\"Full\",'Failure Persistence Storage'!EN579,0)","v":0},{"$f":"IF($D579=\"Full\",'Failure Persistence Storage'!EQ579,0)","v":0},{"$f":"IF($D579=\"Full\",'Failure Persistence Storage'!ER579,0)","v":0},{"$f":"IF($D579=\"Full\",'Failure Persistence Storage'!EU579,0)","v":0},{"$f":"IF($D579=\"Full\",'Failure Persistence Storage'!EV579,0)","v":0},{"$f":"IF($D579=\"Full\",'Failure Persistence Storage'!EY579,0)","v":0},{"$f":"IF($D579=\"Full\",'Failure Persistence Storage'!EZ579,0)","v":0},{"$f":"IF($D579=\"Full\",'Failure Persistence Storage'!FC579,0)","v":0},{"$f":"IF($D579=\"Full\",'Failure Persistence Storage'!FD579,0)","v":0},{"$f":"IF($D579=\"Full\",'Failure Persistence Storage'!FG579,0)","v":0},{"$f":"IF($D579=\"Full\",'Failure Persistence Storage'!FH579,0)","v":0},{"$f":"IF($D579=\"Full\",'Failure Persistence Storage'!FK579,0)","v":0},{"$f":"IF($D579=\"Full\",'Failure Persistence Storage'!FL579,0)","v":0},{"$f":"IF($D579=\"Full\",'Failure Persistence Storage'!FO579,0)","v":0},{"$f":"IF($D579=\"Full\",'Failure Persistence Storage'!FP579,0)","v":0},{"$f":"IF($D579=\"Full\",'Failure Persistence Storage'!FS579,0)","v":0},{"$f":"IF($D579=\"Full\",'Failure Persistence Storage'!FT579,0)","v":0},{"$f":"IF($D579=\"Full\",'Failure Persistence Storage'!FW579,0)","v":0},{"$f":"IF($D579=\"Full\",'Failure Persistence Storage'!FX579,0)","v":0},{"$f":"IF($D579=\"Full\",'Failure Persistence Storage'!GA579,0)","v":0},{"$f":"IF($D579=\"Full\",'Failure Persistence Storage'!GB579,0)","v":0},{"$f":"IF($D579=\"Full\",'Failure Persistence Storage'!GE579,0)","v":0},{"$f":"IF($D579=\"Full\",'Failure Persistence Storage'!GF579,0)","v":0},{"$f":"IF($D579=\"Full\",'Failure Persistence Storage'!GI579,0)","v":0},{"$f":"IF($D579=\"Full\",'Failure Persistence Storage'!GJ579,0)","v":0},{"$f":"IF($D579=\"Full\",'Failure Persistence Storage'!GM579,0)","v":0},{"$f":"IF($D579=\"Full\",'Failure Persistence Storage'!GN579,0)","v":0},{"$f":"IF($D579=\"Full\",'Failure Persistence Storage'!GQ579,0)","v":0},{"$f":"IF($D579=\"Full\",'Failure Persistence Storage'!GR579,0)","v":0},{"$f":"IF($D579=\"Full\",'Failure Persistence Storage'!GU579,0)","v":0},{"$f":"IF($D579=\"Full\",'Failure Persistence Storage'!GV579,0)","v":0},{"$f":"IF($D579=\"Full\",'Failure Persistence Storage'!GY579,0)","v":0},{"$f":"IF($D579=\"Full\",'Failure Persistence Storage'!GZ579,0)","v":0},{"$f":"IF($D579=\"Full\",'Failure Persistence Storage'!HC579,0)","v":0},{"$f":"IF($D579=\"Full\",'Failure Persistence Storage'!HD579,0)","v":0},{"$f":"IF($D579=\"Full\",'Failure Persistence Storage'!HG579,0)","v":0},{"$f":"IF($D579=\"Full\",'Failure Persistence Storage'!HH579,0)","v":0},{"$f":"IF($D579=\"Full\",'Failure Persistence Storage'!HK579,0)","v":0},{"$f":"IF($D579=\"Full\",'Failure Persistence Storage'!HL579,0)","v":0},{"$f":"IF($D579=\"Full\",'Failure Persistence Storage'!HO579,0)","v":0}]
[null,null,null," ",null,null,null,null,null,null,"Row Number",null,null,null,null,null,null,null,null,null,null,null,null,null,null,null,null," "," "," "," "," "," "," "," "," "," "," "," "," "," "," "," "," "," "," "," "," "," "," "," "," "," "," "," "," "," "," "," "," "," "," "," "," "," "," "," "," "," "," "," "," "," "," "," "," "," "," "," "," "," "," "," "," "," "," "," "," "," "," "," "," "," "," "," "," "," "," "," "," "," "," "," "," "," "," "," "," "," "," "," "," "," "," "," "," "," "," "," "," "," "," "," "," "," "," "," "," "," "," "," "," "," "," "," "," "," "," "," "," "," "," "," "," "," "," "," "," "," "," "," "," "," "," "," "," "," "," "," "," "," "," "," "," "," "," "," "," "," "," "," "," "," "," "," "," "," "," "," "," "," "," "," "," "," "," "," "," "," "," "," "," "," "," "," "," "," "," "," "," "," "," "," "," "," "," "," "," "," "," "," "," "," "," "," "," "," "," "," "," "," "," "," ",null,{"$f":"IF($D580=\"Full\",'Failure Persistence Storage'!AB580,0)","v":0},{"$f":"IF($D580=\"Full\",'Failure Persistence Storage'!AE580,0)","v":0},{"$f":"IF($D580=\"Full\",'Failure Persistence Storage'!AF580,0)","v":0},{"$f":"IF($D580=\"Full\",'Failure Persistence Storage'!AI580,0)","v":0},{"$f":"IF($D580=\"Full\",'Failure Persistence Storage'!AJ580,0)","v":0},{"$f":"IF($D580=\"Full\",'Failure Persistence Storage'!AM580,0)","v":0},{"$f":"IF($D580=\"Full\",'Failure Persistence Storage'!AN580,0)","v":0},{"$f":"IF($D580=\"Full\",'Failure Persistence Storage'!AQ580,0)","v":0},{"$f":"IF($D580=\"Full\",'Failure Persistence Storage'!AR580,0)","v":0},{"$f":"IF($D580=\"Full\",'Failure Persistence Storage'!AU580,0)","v":0},{"$f":"IF($D580=\"Full\",'Failure Persistence Storage'!AV580,0)","v":0},{"$f":"IF($D580=\"Full\",'Failure Persistence Storage'!AY580,0)","v":0},{"$f":"IF($D580=\"Full\",'Failure Persistence Storage'!AZ580,0)","v":0},{"$f":"IF($D580=\"Full\",'Failure Persistence Storage'!BC580,0)","v":0},{"$f":"IF($D580=\"Full\",'Failure Persistence Storage'!BD580,0)","v":0},{"$f":"IF($D580=\"Full\",'Failure Persistence Storage'!BG580,0)","v":0},{"$f":"IF($D580=\"Full\",'Failure Persistence Storage'!BH580,0)","v":0},{"$f":"IF($D580=\"Full\",'Failure Persistence Storage'!BK580,0)","v":0},{"$f":"IF($D580=\"Full\",'Failure Persistence Storage'!BL580,0)","v":0},{"$f":"IF($D580=\"Full\",'Failure Persistence Storage'!BO580,0)","v":0},{"$f":"IF($D580=\"Full\",'Failure Persistence Storage'!BP580,0)","v":0},{"$f":"IF($D580=\"Full\",'Failure Persistence Storage'!BS580,0)","v":0},{"$f":"IF($D580=\"Full\",'Failure Persistence Storage'!BT580,0)","v":0},{"$f":"IF($D580=\"Full\",'Failure Persistence Storage'!BW580,0)","v":0},{"$f":"IF($D580=\"Full\",'Failure Persistence Storage'!BX580,0)","v":0},{"$f":"IF($D580=\"Full\",'Failure Persistence Storage'!CA580,0)","v":0},{"$f":"IF($D580=\"Full\",'Failure Persistence Storage'!CB580,0)","v":0},{"$f":"IF($D580=\"Full\",'Failure Persistence Storage'!CE580,0)","v":0},{"$f":"IF($D580=\"Full\",'Failure Persistence Storage'!CF580,0)","v":0},{"$f":"IF($D580=\"Full\",'Failure Persistence Storage'!CI580,0)","v":0},{"$f":"IF($D580=\"Full\",'Failure Persistence Storage'!CJ580,0)","v":0},{"$f":"IF($D580=\"Full\",'Failure Persistence Storage'!CM580,0)","v":0},{"$f":"IF($D580=\"Full\",'Failure Persistence Storage'!CN580,0)","v":0},{"$f":"IF($D580=\"Full\",'Failure Persistence Storage'!CQ580,0)","v":0},{"$f":"IF($D580=\"Full\",'Failure Persistence Storage'!CR580,0)","v":0},{"$f":"IF($D580=\"Full\",'Failure Persistence Storage'!CU580,0)","v":0},{"$f":"IF($D580=\"Full\",'Failure Persistence Storage'!CV580,0)","v":0},{"$f":"IF($D580=\"Full\",'Failure Persistence Storage'!CY580,0)","v":0},{"$f":"IF($D580=\"Full\",'Failure Persistence Storage'!CZ580,0)","v":0},{"$f":"IF($D580=\"Full\",'Failure Persistence Storage'!DC580,0)","v":0},{"$f":"IF($D580=\"Full\",'Failure Persistence Storage'!DD580,0)","v":0},{"$f":"IF($D580=\"Full\",'Failure Persistence Storage'!DG580,0)","v":0},{"$f":"IF($D580=\"Full\",'Failure Persistence Storage'!DH580,0)","v":0},{"$f":"IF($D580=\"Full\",'Failure Persistence Storage'!DK580,0)","v":0},{"$f":"IF($D580=\"Full\",'Failure Persistence Storage'!DL580,0)","v":0},{"$f":"IF($D580=\"Full\",'Failure Persistence Storage'!DO580,0)","v":0},{"$f":"IF($D580=\"Full\",'Failure Persistence Storage'!DP580,0)","v":0},{"$f":"IF($D580=\"Full\",'Failure Persistence Storage'!DS580,0)","v":0},{"$f":"IF($D580=\"Full\",'Failure Persistence Storage'!DT580,0)","v":0},{"$f":"IF($D580=\"Full\",'Failure Persistence Storage'!DW580,0)","v":0},{"$f":"IF($D580=\"Full\",'Failure Persistence Storage'!DX580,0)","v":0},{"$f":"IF($D580=\"Full\",'Failure Persistence Storage'!EA580,0)","v":0},{"$f":"IF($D580=\"Full\",'Failure Persistence Storage'!EB580,0)","v":0},{"$f":"IF($D580=\"Full\",'Failure Persistence Storage'!EE580,0)","v":0},{"$f":"IF($D580=\"Full\",'Failure Persistence Storage'!EF580,0)","v":0},{"$f":"IF($D580=\"Full\",'Failure Persistence Storage'!EI580,0)","v":0},{"$f":"IF($D580=\"Full\",'Failure Persistence Storage'!EJ580,0)","v":0},{"$f":"IF($D580=\"Full\",'Failure Persistence Storage'!EM580,0)","v":0},{"$f":"IF($D580=\"Full\",'Failure Persistence Storage'!EN580,0)","v":0},{"$f":"IF($D580=\"Full\",'Failure Persistence Storage'!EQ580,0)","v":0},{"$f":"IF($D580=\"Full\",'Failure Persistence Storage'!ER580,0)","v":0},{"$f":"IF($D580=\"Full\",'Failure Persistence Storage'!EU580,0)","v":0},{"$f":"IF($D580=\"Full\",'Failure Persistence Storage'!EV580,0)","v":0},{"$f":"IF($D580=\"Full\",'Failure Persistence Storage'!EY580,0)","v":0},{"$f":"IF($D580=\"Full\",'Failure Persistence Storage'!EZ580,0)","v":0},{"$f":"IF($D580=\"Full\",'Failure Persistence Storage'!FC580,0)","v":0},{"$f":"IF($D580=\"Full\",'Failure Persistence Storage'!FD580,0)","v":0},{"$f":"IF($D580=\"Full\",'Failure Persistence Storage'!FG580,0)","v":0},{"$f":"IF($D580=\"Full\",'Failure Persistence Storage'!FH580,0)","v":0},{"$f":"IF($D580=\"Full\",'Failure Persistence Storage'!FK580,0)","v":0},{"$f":"IF($D580=\"Full\",'Failure Persistence Storage'!FL580,0)","v":0},{"$f":"IF($D580=\"Full\",'Failure Persistence Storage'!FO580,0)","v":0},{"$f":"IF($D580=\"Full\",'Failure Persistence Storage'!FP580,0)","v":0},{"$f":"IF($D580=\"Full\",'Failure Persistence Storage'!FS580,0)","v":0},{"$f":"IF($D580=\"Full\",'Failure Persistence Storage'!FT580,0)","v":0},{"$f":"IF($D580=\"Full\",'Failure Persistence Storage'!FW580,0)","v":0},{"$f":"IF($D580=\"Full\",'Failure Persistence Storage'!FX580,0)","v":0},{"$f":"IF($D580=\"Full\",'Failure Persistence Storage'!GA580,0)","v":0},{"$f":"IF($D580=\"Full\",'Failure Persistence Storage'!GB580,0)","v":0},{"$f":"IF($D580=\"Full\",'Failure Persistence Storage'!GE580,0)","v":0},{"$f":"IF($D580=\"Full\",'Failure Persistence Storage'!GF580,0)","v":0},{"$f":"IF($D580=\"Full\",'Failure Persistence Storage'!GI580,0)","v":0},{"$f":"IF($D580=\"Full\",'Failure Persistence Storage'!GJ580,0)","v":0},{"$f":"IF($D580=\"Full\",'Failure Persistence Storage'!GM580,0)","v":0},{"$f":"IF($D580=\"Full\",'Failure Persistence Storage'!GN580,0)","v":0},{"$f":"IF($D580=\"Full\",'Failure Persistence Storage'!GQ580,0)","v":0},{"$f":"IF($D580=\"Full\",'Failure Persistence Storage'!GR580,0)","v":0},{"$f":"IF($D580=\"Full\",'Failure Persistence Storage'!GU580,0)","v":0},{"$f":"IF($D580=\"Full\",'Failure Persistence Storage'!GV580,0)","v":0},{"$f":"IF($D580=\"Full\",'Failure Persistence Storage'!GY580,0)","v":0},{"$f":"IF($D580=\"Full\",'Failure Persistence Storage'!GZ580,0)","v":0},{"$f":"IF($D580=\"Full\",'Failure Persistence Storage'!HC580,0)","v":0},{"$f":"IF($D580=\"Full\",'Failure Persistence Storage'!HD580,0)","v":0},{"$f":"IF($D580=\"Full\",'Failure Persistence Storage'!HG580,0)","v":0},{"$f":"IF($D580=\"Full\",'Failure Persistence Storage'!HH580,0)","v":0},{"$f":"IF($D580=\"Full\",'Failure Persistence Storage'!HK580,0)","v":0},{"$f":"IF($D580=\"Full\",'Failure Persistence Storage'!HL580,0)","v":0},{"$f":"IF($D580=\"Full\",'Failure Persistence Storage'!HO580,0)","v":0}]
[null,null,null," ",null,null,null,null,null,null,"Row Number",null,null,null,null,null,null,null,null,null,null,null,null,null,null,null,null," "," "," "," "," "," "," "," "," "," "," "," "," "," "," "," "," "," "," "," "," "," "," "," "," "," "," "," "," "," "," "," "," "," "," "," "," "," "," "," "," "," "," "," "," "," "," "," "," "," "," "," "," "," "," "," "," "," "," "," "," "," "," "," "," "," "," "," "," "," "," "," "," "," "," "," "," "," "," "," "," "," "," "," "," "," "," "," "," "," "," "," "," "," "," "," "," "," "," "," "," "," "," "," "," "," "," "," "," "," "," "," "," "," "," "," "," "," "," "," "," "," "," "," "," "," "," "," "," "," "," "," "," "," "," "," "," "," "," "," "," "," "," "," "," "," "," "," "," "," "," "," "," "," "," "," "," "," "," "," "," "," "," "," "," "," "," "," "," "," "," "," "," "," "," "," "," "," "," "," "," "," "," "," "," "," "," "," "," "," "," "," "," "," "," "," ",null,{"$f":"IF($D581=\"Full\",'Failure Persistence Storage'!AB581,0)","v":0},{"$f":"IF($D581=\"Full\",'Failure Persistence Storage'!AE581,0)","v":0},{"$f":"IF($D581=\"Full\",'Failure Persistence Storage'!AF581,0)","v":0},{"$f":"IF($D581=\"Full\",'Failure Persistence Storage'!AI581,0)","v":0},{"$f":"IF($D581=\"Full\",'Failure Persistence Storage'!AJ581,0)","v":0},{"$f":"IF($D581=\"Full\",'Failure Persistence Storage'!AM581,0)","v":0},{"$f":"IF($D581=\"Full\",'Failure Persistence Storage'!AN581,0)","v":0},{"$f":"IF($D581=\"Full\",'Failure Persistence Storage'!AQ581,0)","v":0},{"$f":"IF($D581=\"Full\",'Failure Persistence Storage'!AR581,0)","v":0},{"$f":"IF($D581=\"Full\",'Failure Persistence Storage'!AU581,0)","v":0},{"$f":"IF($D581=\"Full\",'Failure Persistence Storage'!AV581,0)","v":0},{"$f":"IF($D581=\"Full\",'Failure Persistence Storage'!AY581,0)","v":0},{"$f":"IF($D581=\"Full\",'Failure Persistence Storage'!AZ581,0)","v":0},{"$f":"IF($D581=\"Full\",'Failure Persistence Storage'!BC581,0)","v":0},{"$f":"IF($D581=\"Full\",'Failure Persistence Storage'!BD581,0)","v":0},{"$f":"IF($D581=\"Full\",'Failure Persistence Storage'!BG581,0)","v":0},{"$f":"IF($D581=\"Full\",'Failure Persistence Storage'!BH581,0)","v":0},{"$f":"IF($D581=\"Full\",'Failure Persistence Storage'!BK581,0)","v":0},{"$f":"IF($D581=\"Full\",'Failure Persistence Storage'!BL581,0)","v":0},{"$f":"IF($D581=\"Full\",'Failure Persistence Storage'!BO581,0)","v":0},{"$f":"IF($D581=\"Full\",'Failure Persistence Storage'!BP581,0)","v":0},{"$f":"IF($D581=\"Full\",'Failure Persistence Storage'!BS581,0)","v":0},{"$f":"IF($D581=\"Full\",'Failure Persistence Storage'!BT581,0)","v":0},{"$f":"IF($D581=\"Full\",'Failure Persistence Storage'!BW581,0)","v":0},{"$f":"IF($D581=\"Full\",'Failure Persistence Storage'!BX581,0)","v":0},{"$f":"IF($D581=\"Full\",'Failure Persistence Storage'!CA581,0)","v":0},{"$f":"IF($D581=\"Full\",'Failure Persistence Storage'!CB581,0)","v":0},{"$f":"IF($D581=\"Full\",'Failure Persistence Storage'!CE581,0)","v":0},{"$f":"IF($D581=\"Full\",'Failure Persistence Storage'!CF581,0)","v":0},{"$f":"IF($D581=\"Full\",'Failure Persistence Storage'!CI581,0)","v":0},{"$f":"IF($D581=\"Full\",'Failure Persistence Storage'!CJ581,0)","v":0},{"$f":"IF($D581=\"Full\",'Failure Persistence Storage'!CM581,0)","v":0},{"$f":"IF($D581=\"Full\",'Failure Persistence Storage'!CN581,0)","v":0},{"$f":"IF($D581=\"Full\",'Failure Persistence Storage'!CQ581,0)","v":0},{"$f":"IF($D581=\"Full\",'Failure Persistence Storage'!CR581,0)","v":0},{"$f":"IF($D581=\"Full\",'Failure Persistence Storage'!CU581,0)","v":0},{"$f":"IF($D581=\"Full\",'Failure Persistence Storage'!CV581,0)","v":0},{"$f":"IF($D581=\"Full\",'Failure Persistence Storage'!CY581,0)","v":0},{"$f":"IF($D581=\"Full\",'Failure Persistence Storage'!CZ581,0)","v":0},{"$f":"IF($D581=\"Full\",'Failure Persistence Storage'!DC581,0)","v":0},{"$f":"IF($D581=\"Full\",'Failure Persistence Storage'!DD581,0)","v":0},{"$f":"IF($D581=\"Full\",'Failure Persistence Storage'!DG581,0)","v":0},{"$f":"IF($D581=\"Full\",'Failure Persistence Storage'!DH581,0)","v":0},{"$f":"IF($D581=\"Full\",'Failure Persistence Storage'!DK581,0)","v":0},{"$f":"IF($D581=\"Full\",'Failure Persistence Storage'!DL581,0)","v":0},{"$f":"IF($D581=\"Full\",'Failure Persistence Storage'!DO581,0)","v":0},{"$f":"IF($D581=\"Full\",'Failure Persistence Storage'!DP581,0)","v":0},{"$f":"IF($D581=\"Full\",'Failure Persistence Storage'!DS581,0)","v":0},{"$f":"IF($D581=\"Full\",'Failure Persistence Storage'!DT581,0)","v":0},{"$f":"IF($D581=\"Full\",'Failure Persistence Storage'!DW581,0)","v":0},{"$f":"IF($D581=\"Full\",'Failure Persistence Storage'!DX581,0)","v":0},{"$f":"IF($D581=\"Full\",'Failure Persistence Storage'!EA581,0)","v":0},{"$f":"IF($D581=\"Full\",'Failure Persistence Storage'!EB581,0)","v":0},{"$f":"IF($D581=\"Full\",'Failure Persistence Storage'!EE581,0)","v":0},{"$f":"IF($D581=\"Full\",'Failure Persistence Storage'!EF581,0)","v":0},{"$f":"IF($D581=\"Full\",'Failure Persistence Storage'!EI581,0)","v":0},{"$f":"IF($D581=\"Full\",'Failure Persistence Storage'!EJ581,0)","v":0},{"$f":"IF($D581=\"Full\",'Failure Persistence Storage'!EM581,0)","v":0},{"$f":"IF($D581=\"Full\",'Failure Persistence Storage'!EN581,0)","v":0},{"$f":"IF($D581=\"Full\",'Failure Persistence Storage'!EQ581,0)","v":0},{"$f":"IF($D581=\"Full\",'Failure Persistence Storage'!ER581,0)","v":0},{"$f":"IF($D581=\"Full\",'Failure Persistence Storage'!EU581,0)","v":0},{"$f":"IF($D581=\"Full\",'Failure Persistence Storage'!EV581,0)","v":0},{"$f":"IF($D581=\"Full\",'Failure Persistence Storage'!EY581,0)","v":0},{"$f":"IF($D581=\"Full\",'Failure Persistence Storage'!EZ581,0)","v":0},{"$f":"IF($D581=\"Full\",'Failure Persistence Storage'!FC581,0)","v":0},{"$f":"IF($D581=\"Full\",'Failure Persistence Storage'!FD581,0)","v":0},{"$f":"IF($D581=\"Full\",'Failure Persistence Storage'!FG581,0)","v":0},{"$f":"IF($D581=\"Full\",'Failure Persistence Storage'!FH581,0)","v":0},{"$f":"IF($D581=\"Full\",'Failure Persistence Storage'!FK581,0)","v":0},{"$f":"IF($D581=\"Full\",'Failure Persistence Storage'!FL581,0)","v":0},{"$f":"IF($D581=\"Full\",'Failure Persistence Storage'!FO581,0)","v":0},{"$f":"IF($D581=\"Full\",'Failure Persistence Storage'!FP581,0)","v":0},{"$f":"IF($D581=\"Full\",'Failure Persistence Storage'!FS581,0)","v":0},{"$f":"IF($D581=\"Full\",'Failure Persistence Storage'!FT581,0)","v":0},{"$f":"IF($D581=\"Full\",'Failure Persistence Storage'!FW581,0)","v":0},{"$f":"IF($D581=\"Full\",'Failure Persistence Storage'!FX581,0)","v":0},{"$f":"IF($D581=\"Full\",'Failure Persistence Storage'!GA581,0)","v":0},{"$f":"IF($D581=\"Full\",'Failure Persistence Storage'!GB581,0)","v":0},{"$f":"IF($D581=\"Full\",'Failure Persistence Storage'!GE581,0)","v":0},{"$f":"IF($D581=\"Full\",'Failure Persistence Storage'!GF581,0)","v":0},{"$f":"IF($D581=\"Full\",'Failure Persistence Storage'!GI581,0)","v":0},{"$f":"IF($D581=\"Full\",'Failure Persistence Storage'!GJ581,0)","v":0},{"$f":"IF($D581=\"Full\",'Failure Persistence Storage'!GM581,0)","v":0},{"$f":"IF($D581=\"Full\",'Failure Persistence Storage'!GN581,0)","v":0},{"$f":"IF($D581=\"Full\",'Failure Persistence Storage'!GQ581,0)","v":0},{"$f":"IF($D581=\"Full\",'Failure Persistence Storage'!GR581,0)","v":0},{"$f":"IF($D581=\"Full\",'Failure Persistence Storage'!GU581,0)","v":0},{"$f":"IF($D581=\"Full\",'Failure Persistence Storage'!GV581,0)","v":0},{"$f":"IF($D581=\"Full\",'Failure Persistence Storage'!GY581,0)","v":0},{"$f":"IF($D581=\"Full\",'Failure Persistence Storage'!GZ581,0)","v":0},{"$f":"IF($D581=\"Full\",'Failure Persistence Storage'!HC581,0)","v":0},{"$f":"IF($D581=\"Full\",'Failure Persistence Storage'!HD581,0)","v":0},{"$f":"IF($D581=\"Full\",'Failure Persistence Storage'!HG581,0)","v":0},{"$f":"IF($D581=\"Full\",'Failure Persistence Storage'!HH581,0)","v":0},{"$f":"IF($D581=\"Full\",'Failure Persistence Storage'!HK581,0)","v":0},{"$f":"IF($D581=\"Full\",'Failure Persistence Storage'!HL581,0)","v":0},{"$f":"IF($D581=\"Full\",'Failure Persistence Storage'!HO581,0)","v":0}]
[null,null,null," ",null,null,null,null,null,null,"Row Number",null,null,null,null,null,null,null,null,null,null,null,null,null,null,null,null," "," "," "," "," "," "," "," "," "," "," "," "," "," "," "," "," "," "," "," "," "," "," "," "," "," "," "," "," "," "," "," "," "," "," "," "," "," "," "," "," "," "," "," "," "," "," "," "," "," "," "," "," "," "," "," "," "," "," "," "," "," "," "," "," "," "," "," "," "," "," "," "," "," "," "," "," "," "," "," "," "," "," "," "," "," "," "," "," "," "," "," "," "," "," "," "," "," "," "," "," "," "," "," "," "," "," "," "," "," "," "," "," "," "," "," "," "," "," "," "," "," "," "," "," "," "," "," "," "," "," "," "," "," "," "," "," "," "," "," "," "," "," "," "," "," "," "," "," "," "," "," "," "," "," "," "," "," "," "," "," "," "," "," "," "," "," "," "," "," "," "," "," "," "," "," "," "," "," "," "," "," "," "," "," "," "," "," "," "," "," "," "," "," "," "," ",null,{"$f":"IF($D582=\"Full\",'Failure Persistence Storage'!AB582,0)","v":0},{"$f":"IF($D582=\"Full\",'Failure Persistence Storage'!AE582,0)","v":0},{"$f":"IF($D582=\"Full\",'Failure Persistence Storage'!AF582,0)","v":0},{"$f":"IF($D582=\"Full\",'Failure Persistence Storage'!AI582,0)","v":0},{"$f":"IF($D582=\"Full\",'Failure Persistence Storage'!AJ582,0)","v":0},{"$f":"IF($D582=\"Full\",'Failure Persistence Storage'!AM582,0)","v":0},{"$f":"IF($D582=\"Full\",'Failure Persistence Storage'!AN582,0)","v":0},{"$f":"IF($D582=\"Full\",'Failure Persistence Storage'!AQ582,0)","v":0},{"$f":"IF($D582=\"Full\",'Failure Persistence Storage'!AR582,0)","v":0},{"$f":"IF($D582=\"Full\",'Failure Persistence Storage'!AU582,0)","v":0},{"$f":"IF($D582=\"Full\",'Failure Persistence Storage'!AV582,0)","v":0},{"$f":"IF($D582=\"Full\",'Failure Persistence Storage'!AY582,0)","v":0},{"$f":"IF($D582=\"Full\",'Failure Persistence Storage'!AZ582,0)","v":0},{"$f":"IF($D582=\"Full\",'Failure Persistence Storage'!BC582,0)","v":0},{"$f":"IF($D582=\"Full\",'Failure Persistence Storage'!BD582,0)","v":0},{"$f":"IF($D582=\"Full\",'Failure Persistence Storage'!BG582,0)","v":0},{"$f":"IF($D582=\"Full\",'Failure Persistence Storage'!BH582,0)","v":0},{"$f":"IF($D582=\"Full\",'Failure Persistence Storage'!BK582,0)","v":0},{"$f":"IF($D582=\"Full\",'Failure Persistence Storage'!BL582,0)","v":0},{"$f":"IF($D582=\"Full\",'Failure Persistence Storage'!BO582,0)","v":0},{"$f":"IF($D582=\"Full\",'Failure Persistence Storage'!BP582,0)","v":0},{"$f":"IF($D582=\"Full\",'Failure Persistence Storage'!BS582,0)","v":0},{"$f":"IF($D582=\"Full\",'Failure Persistence Storage'!BT582,0)","v":0},{"$f":"IF($D582=\"Full\",'Failure Persistence Storage'!BW582,0)","v":0},{"$f":"IF($D582=\"Full\",'Failure Persistence Storage'!BX582,0)","v":0},{"$f":"IF($D582=\"Full\",'Failure Persistence Storage'!CA582,0)","v":0},{"$f":"IF($D582=\"Full\",'Failure Persistence Storage'!CB582,0)","v":0},{"$f":"IF($D582=\"Full\",'Failure Persistence Storage'!CE582,0)","v":0},{"$f":"IF($D582=\"Full\",'Failure Persistence Storage'!CF582,0)","v":0},{"$f":"IF($D582=\"Full\",'Failure Persistence Storage'!CI582,0)","v":0},{"$f":"IF($D582=\"Full\",'Failure Persistence Storage'!CJ582,0)","v":0},{"$f":"IF($D582=\"Full\",'Failure Persistence Storage'!CM582,0)","v":0},{"$f":"IF($D582=\"Full\",'Failure Persistence Storage'!CN582,0)","v":0},{"$f":"IF($D582=\"Full\",'Failure Persistence Storage'!CQ582,0)","v":0},{"$f":"IF($D582=\"Full\",'Failure Persistence Storage'!CR582,0)","v":0},{"$f":"IF($D582=\"Full\",'Failure Persistence Storage'!CU582,0)","v":0},{"$f":"IF($D582=\"Full\",'Failure Persistence Storage'!CV582,0)","v":0},{"$f":"IF($D582=\"Full\",'Failure Persistence Storage'!CY582,0)","v":0},{"$f":"IF($D582=\"Full\",'Failure Persistence Storage'!CZ582,0)","v":0},{"$f":"IF($D582=\"Full\",'Failure Persistence Storage'!DC582,0)","v":0},{"$f":"IF($D582=\"Full\",'Failure Persistence Storage'!DD582,0)","v":0},{"$f":"IF($D582=\"Full\",'Failure Persistence Storage'!DG582,0)","v":0},{"$f":"IF($D582=\"Full\",'Failure Persistence Storage'!DH582,0)","v":0},{"$f":"IF($D582=\"Full\",'Failure Persistence Storage'!DK582,0)","v":0},{"$f":"IF($D582=\"Full\",'Failure Persistence Storage'!DL582,0)","v":0},{"$f":"IF($D582=\"Full\",'Failure Persistence Storage'!DO582,0)","v":0},{"$f":"IF($D582=\"Full\",'Failure Persistence Storage'!DP582,0)","v":0},{"$f":"IF($D582=\"Full\",'Failure Persistence Storage'!DS582,0)","v":0},{"$f":"IF($D582=\"Full\",'Failure Persistence Storage'!DT582,0)","v":0},{"$f":"IF($D582=\"Full\",'Failure Persistence Storage'!DW582,0)","v":0},{"$f":"IF($D582=\"Full\",'Failure Persistence Storage'!DX582,0)","v":0},{"$f":"IF($D582=\"Full\",'Failure Persistence Storage'!EA582,0)","v":0},{"$f":"IF($D582=\"Full\",'Failure Persistence Storage'!EB582,0)","v":0},{"$f":"IF($D582=\"Full\",'Failure Persistence Storage'!EE582,0)","v":0},{"$f":"IF($D582=\"Full\",'Failure Persistence Storage'!EF582,0)","v":0},{"$f":"IF($D582=\"Full\",'Failure Persistence Storage'!EI582,0)","v":0},{"$f":"IF($D582=\"Full\",'Failure Persistence Storage'!EJ582,0)","v":0},{"$f":"IF($D582=\"Full\",'Failure Persistence Storage'!EM582,0)","v":0},{"$f":"IF($D582=\"Full\",'Failure Persistence Storage'!EN582,0)","v":0},{"$f":"IF($D582=\"Full\",'Failure Persistence Storage'!EQ582,0)","v":0},{"$f":"IF($D582=\"Full\",'Failure Persistence Storage'!ER582,0)","v":0},{"$f":"IF($D582=\"Full\",'Failure Persistence Storage'!EU582,0)","v":0},{"$f":"IF($D582=\"Full\",'Failure Persistence Storage'!EV582,0)","v":0},{"$f":"IF($D582=\"Full\",'Failure Persistence Storage'!EY582,0)","v":0},{"$f":"IF($D582=\"Full\",'Failure Persistence Storage'!EZ582,0)","v":0},{"$f":"IF($D582=\"Full\",'Failure Persistence Storage'!FC582,0)","v":0},{"$f":"IF($D582=\"Full\",'Failure Persistence Storage'!FD582,0)","v":0},{"$f":"IF($D582=\"Full\",'Failure Persistence Storage'!FG582,0)","v":0},{"$f":"IF($D582=\"Full\",'Failure Persistence Storage'!FH582,0)","v":0},{"$f":"IF($D582=\"Full\",'Failure Persistence Storage'!FK582,0)","v":0},{"$f":"IF($D582=\"Full\",'Failure Persistence Storage'!FL582,0)","v":0},{"$f":"IF($D582=\"Full\",'Failure Persistence Storage'!FO582,0)","v":0},{"$f":"IF($D582=\"Full\",'Failure Persistence Storage'!FP582,0)","v":0},{"$f":"IF($D582=\"Full\",'Failure Persistence Storage'!FS582,0)","v":0},{"$f":"IF($D582=\"Full\",'Failure Persistence Storage'!FT582,0)","v":0},{"$f":"IF($D582=\"Full\",'Failure Persistence Storage'!FW582,0)","v":0},{"$f":"IF($D582=\"Full\",'Failure Persistence Storage'!FX582,0)","v":0},{"$f":"IF($D582=\"Full\",'Failure Persistence Storage'!GA582,0)","v":0},{"$f":"IF($D582=\"Full\",'Failure Persistence Storage'!GB582,0)","v":0},{"$f":"IF($D582=\"Full\",'Failure Persistence Storage'!GE582,0)","v":0},{"$f":"IF($D582=\"Full\",'Failure Persistence Storage'!GF582,0)","v":0},{"$f":"IF($D582=\"Full\",'Failure Persistence Storage'!GI582,0)","v":0},{"$f":"IF($D582=\"Full\",'Failure Persistence Storage'!GJ582,0)","v":0},{"$f":"IF($D582=\"Full\",'Failure Persistence Storage'!GM582,0)","v":0},{"$f":"IF($D582=\"Full\",'Failure Persistence Storage'!GN582,0)","v":0},{"$f":"IF($D582=\"Full\",'Failure Persistence Storage'!GQ582,0)","v":0},{"$f":"IF($D582=\"Full\",'Failure Persistence Storage'!GR582,0)","v":0},{"$f":"IF($D582=\"Full\",'Failure Persistence Storage'!GU582,0)","v":0},{"$f":"IF($D582=\"Full\",'Failure Persistence Storage'!GV582,0)","v":0},{"$f":"IF($D582=\"Full\",'Failure Persistence Storage'!GY582,0)","v":0},{"$f":"IF($D582=\"Full\",'Failure Persistence Storage'!GZ582,0)","v":0},{"$f":"IF($D582=\"Full\",'Failure Persistence Storage'!HC582,0)","v":0},{"$f":"IF($D582=\"Full\",'Failure Persistence Storage'!HD582,0)","v":0},{"$f":"IF($D582=\"Full\",'Failure Persistence Storage'!HG582,0)","v":0},{"$f":"IF($D582=\"Full\",'Failure Persistence Storage'!HH582,0)","v":0},{"$f":"IF($D582=\"Full\",'Failure Persistence Storage'!HK582,0)","v":0},{"$f":"IF($D582=\"Full\",'Failure Persistence Storage'!HL582,0)","v":0},{"$f":"IF($D582=\"Full\",'Failure Persistence Storage'!HO582,0)","v":0}]
[null,null,null," ",null,null,null,null,null,null,"Row Number",null,null,null,null,null,null,null,null,null,null,null,null,null,null,null,null," "," "," "," "," "," "," "," "," "," "," "," "," "," "," "," "," "," "," "," "," "," "," "," "," "," "," "," "," "," "," "," "," "," "," "," "," "," "," "," "," "," "," "," "," "," "," "," "," "," "," "," "," "," "," "," "," "," "," "," "," "," "," "," "," "," "," "," "," "," "," "," "," "," "," "," "," "," "," "," "," "," "," "," "," "," "," "," "," "," "," "," "," "," "," "," "," "," "," "," "," "," "," "," "," "," "," "," "," "," "," "," "," "," "," "," "," "," "," "," "," "," "," "," "," "," "," "," "," "," "," "," "," "," "," "," "," "," "," "," "," "," "," "," "," "," "," "," "," "," "," "," "," "," "," "," "," "," "," "," "," "," "," "," "," "," "," "," "," "," "," "," "," "," "," "," "," "," "," "," "," "," "," "," "," "," "," "," "," "," "," "," "," "," "," "," ",null,{"$f":"IF($D583=\"Full\",'Failure Persistence Storage'!AB583,0)","v":0},{"$f":"IF($D583=\"Full\",'Failure Persistence Storage'!AE583,0)","v":0},{"$f":"IF($D583=\"Full\",'Failure Persistence Storage'!AF583,0)","v":0},{"$f":"IF($D583=\"Full\",'Failure Persistence Storage'!AI583,0)","v":0},{"$f":"IF($D583=\"Full\",'Failure Persistence Storage'!AJ583,0)","v":0},{"$f":"IF($D583=\"Full\",'Failure Persistence Storage'!AM583,0)","v":0},{"$f":"IF($D583=\"Full\",'Failure Persistence Storage'!AN583,0)","v":0},{"$f":"IF($D583=\"Full\",'Failure Persistence Storage'!AQ583,0)","v":0},{"$f":"IF($D583=\"Full\",'Failure Persistence Storage'!AR583,0)","v":0},{"$f":"IF($D583=\"Full\",'Failure Persistence Storage'!AU583,0)","v":0},{"$f":"IF($D583=\"Full\",'Failure Persistence Storage'!AV583,0)","v":0},{"$f":"IF($D583=\"Full\",'Failure Persistence Storage'!AY583,0)","v":0},{"$f":"IF($D583=\"Full\",'Failure Persistence Storage'!AZ583,0)","v":0},{"$f":"IF($D583=\"Full\",'Failure Persistence Storage'!BC583,0)","v":0},{"$f":"IF($D583=\"Full\",'Failure Persistence Storage'!BD583,0)","v":0},{"$f":"IF($D583=\"Full\",'Failure Persistence Storage'!BG583,0)","v":0},{"$f":"IF($D583=\"Full\",'Failure Persistence Storage'!BH583,0)","v":0},{"$f":"IF($D583=\"Full\",'Failure Persistence Storage'!BK583,0)","v":0},{"$f":"IF($D583=\"Full\",'Failure Persistence Storage'!BL583,0)","v":0},{"$f":"IF($D583=\"Full\",'Failure Persistence Storage'!BO583,0)","v":0},{"$f":"IF($D583=\"Full\",'Failure Persistence Storage'!BP583,0)","v":0},{"$f":"IF($D583=\"Full\",'Failure Persistence Storage'!BS583,0)","v":0},{"$f":"IF($D583=\"Full\",'Failure Persistence Storage'!BT583,0)","v":0},{"$f":"IF($D583=\"Full\",'Failure Persistence Storage'!BW583,0)","v":0},{"$f":"IF($D583=\"Full\",'Failure Persistence Storage'!BX583,0)","v":0},{"$f":"IF($D583=\"Full\",'Failure Persistence Storage'!CA583,0)","v":0},{"$f":"IF($D583=\"Full\",'Failure Persistence Storage'!CB583,0)","v":0},{"$f":"IF($D583=\"Full\",'Failure Persistence Storage'!CE583,0)","v":0},{"$f":"IF($D583=\"Full\",'Failure Persistence Storage'!CF583,0)","v":0},{"$f":"IF($D583=\"Full\",'Failure Persistence Storage'!CI583,0)","v":0},{"$f":"IF($D583=\"Full\",'Failure Persistence Storage'!CJ583,0)","v":0},{"$f":"IF($D583=\"Full\",'Failure Persistence Storage'!CM583,0)","v":0},{"$f":"IF($D583=\"Full\",'Failure Persistence Storage'!CN583,0)","v":0},{"$f":"IF($D583=\"Full\",'Failure Persistence Storage'!CQ583,0)","v":0},{"$f":"IF($D583=\"Full\",'Failure Persistence Storage'!CR583,0)","v":0},{"$f":"IF($D583=\"Full\",'Failure Persistence Storage'!CU583,0)","v":0},{"$f":"IF($D583=\"Full\",'Failure Persistence Storage'!CV583,0)","v":0},{"$f":"IF($D583=\"Full\",'Failure Persistence Storage'!CY583,0)","v":0},{"$f":"IF($D583=\"Full\",'Failure Persistence Storage'!CZ583,0)","v":0},{"$f":"IF($D583=\"Full\",'Failure Persistence Storage'!DC583,0)","v":0},{"$f":"IF($D583=\"Full\",'Failure Persistence Storage'!DD583,0)","v":0},{"$f":"IF($D583=\"Full\",'Failure Persistence Storage'!DG583,0)","v":0},{"$f":"IF($D583=\"Full\",'Failure Persistence Storage'!DH583,0)","v":0},{"$f":"IF($D583=\"Full\",'Failure Persistence Storage'!DK583,0)","v":0},{"$f":"IF($D583=\"Full\",'Failure Persistence Storage'!DL583,0)","v":0},{"$f":"IF($D583=\"Full\",'Failure Persistence Storage'!DO583,0)","v":0},{"$f":"IF($D583=\"Full\",'Failure Persistence Storage'!DP583,0)","v":0},{"$f":"IF($D583=\"Full\",'Failure Persistence Storage'!DS583,0)","v":0},{"$f":"IF($D583=\"Full\",'Failure Persistence Storage'!DT583,0)","v":0},{"$f":"IF($D583=\"Full\",'Failure Persistence Storage'!DW583,0)","v":0},{"$f":"IF($D583=\"Full\",'Failure Persistence Storage'!DX583,0)","v":0},{"$f":"IF($D583=\"Full\",'Failure Persistence Storage'!EA583,0)","v":0},{"$f":"IF($D583=\"Full\",'Failure Persistence Storage'!EB583,0)","v":0},{"$f":"IF($D583=\"Full\",'Failure Persistence Storage'!EE583,0)","v":0},{"$f":"IF($D583=\"Full\",'Failure Persistence Storage'!EF583,0)","v":0},{"$f":"IF($D583=\"Full\",'Failure Persistence Storage'!EI583,0)","v":0},{"$f":"IF($D583=\"Full\",'Failure Persistence Storage'!EJ583,0)","v":0},{"$f":"IF($D583=\"Full\",'Failure Persistence Storage'!EM583,0)","v":0},{"$f":"IF($D583=\"Full\",'Failure Persistence Storage'!EN583,0)","v":0},{"$f":"IF($D583=\"Full\",'Failure Persistence Storage'!EQ583,0)","v":0},{"$f":"IF($D583=\"Full\",'Failure Persistence Storage'!ER583,0)","v":0},{"$f":"IF($D583=\"Full\",'Failure Persistence Storage'!EU583,0)","v":0},{"$f":"IF($D583=\"Full\",'Failure Persistence Storage'!EV583,0)","v":0},{"$f":"IF($D583=\"Full\",'Failure Persistence Storage'!EY583,0)","v":0},{"$f":"IF($D583=\"Full\",'Failure Persistence Storage'!EZ583,0)","v":0},{"$f":"IF($D583=\"Full\",'Failure Persistence Storage'!FC583,0)","v":0},{"$f":"IF($D583=\"Full\",'Failure Persistence Storage'!FD583,0)","v":0},{"$f":"IF($D583=\"Full\",'Failure Persistence Storage'!FG583,0)","v":0},{"$f":"IF($D583=\"Full\",'Failure Persistence Storage'!FH583,0)","v":0},{"$f":"IF($D583=\"Full\",'Failure Persistence Storage'!FK583,0)","v":0},{"$f":"IF($D583=\"Full\",'Failure Persistence Storage'!FL583,0)","v":0},{"$f":"IF($D583=\"Full\",'Failure Persistence Storage'!FO583,0)","v":0},{"$f":"IF($D583=\"Full\",'Failure Persistence Storage'!FP583,0)","v":0},{"$f":"IF($D583=\"Full\",'Failure Persistence Storage'!FS583,0)","v":0},{"$f":"IF($D583=\"Full\",'Failure Persistence Storage'!FT583,0)","v":0},{"$f":"IF($D583=\"Full\",'Failure Persistence Storage'!FW583,0)","v":0},{"$f":"IF($D583=\"Full\",'Failure Persistence Storage'!FX583,0)","v":0},{"$f":"IF($D583=\"Full\",'Failure Persistence Storage'!GA583,0)","v":0},{"$f":"IF($D583=\"Full\",'Failure Persistence Storage'!GB583,0)","v":0},{"$f":"IF($D583=\"Full\",'Failure Persistence Storage'!GE583,0)","v":0},{"$f":"IF($D583=\"Full\",'Failure Persistence Storage'!GF583,0)","v":0},{"$f":"IF($D583=\"Full\",'Failure Persistence Storage'!GI583,0)","v":0},{"$f":"IF($D583=\"Full\",'Failure Persistence Storage'!GJ583,0)","v":0},{"$f":"IF($D583=\"Full\",'Failure Persistence Storage'!GM583,0)","v":0},{"$f":"IF($D583=\"Full\",'Failure Persistence Storage'!GN583,0)","v":0},{"$f":"IF($D583=\"Full\",'Failure Persistence Storage'!GQ583,0)","v":0},{"$f":"IF($D583=\"Full\",'Failure Persistence Storage'!GR583,0)","v":0},{"$f":"IF($D583=\"Full\",'Failure Persistence Storage'!GU583,0)","v":0},{"$f":"IF($D583=\"Full\",'Failure Persistence Storage'!GV583,0)","v":0},{"$f":"IF($D583=\"Full\",'Failure Persistence Storage'!GY583,0)","v":0},{"$f":"IF($D583=\"Full\",'Failure Persistence Storage'!GZ583,0)","v":0},{"$f":"IF($D583=\"Full\",'Failure Persistence Storage'!HC583,0)","v":0},{"$f":"IF($D583=\"Full\",'Failure Persistence Storage'!HD583,0)","v":0},{"$f":"IF($D583=\"Full\",'Failure Persistence Storage'!HG583,0)","v":0},{"$f":"IF($D583=\"Full\",'Failure Persistence Storage'!HH583,0)","v":0},{"$f":"IF($D583=\"Full\",'Failure Persistence Storage'!HK583,0)","v":0},{"$f":"IF($D583=\"Full\",'Failure Persistence Storage'!HL583,0)","v":0},{"$f":"IF($D583=\"Full\",'Failure Persistence Storage'!HO583,0)","v":0}]
[null,null,null," ",null,null,null,null,null,null,"Row Number",null,null,null,null,null,null,null,null,null,null,null,null,null,null,null,null," "," "," "," "," "," "," "," "," "," "," "," "," "," "," "," "," "," "," "," "," "," "," "," "," "," "," "," "," "," "," "," "," "," "," "," "," "," "," "," "," "," "," "," "," "," "," "," "," "," "," "," "," "," "," "," "," "," "," "," "," "," "," "," "," "," "," "," "," "," "," "," "," "," "," "," "," "," "," "," "," "," "," "," "," "," "," "," "," "," "," "," "," "," "," "," "," "," "," "," "," "," "," "," "," "," "," "," "," "," "," "," "," "," "," "," "," "," "," "," "," "," "," "," "," "," "," "," "," "," "," "," "," "," "," "," "," "," "," "," "," "," "," "," "," "," "," "," "," "," "," "," "," "," "," "," "," "," "," "," "," "," "," "," "," "," "," "," "," "," "," "," "," "," "," "," "," "," "," "," "," "," "," "," "," "," "," "," "," "," "," "," "," "," "," "," ",null,{"$f":"IF($D584=\"Full\",'Failure Persistence Storage'!AB584,0)","v":0},{"$f":"IF($D584=\"Full\",'Failure Persistence Storage'!AE584,0)","v":0},{"$f":"IF($D584=\"Full\",'Failure Persistence Storage'!AF584,0)","v":0},{"$f":"IF($D584=\"Full\",'Failure Persistence Storage'!AI584,0)","v":0},{"$f":"IF($D584=\"Full\",'Failure Persistence Storage'!AJ584,0)","v":0},{"$f":"IF($D584=\"Full\",'Failure Persistence Storage'!AM584,0)","v":0},{"$f":"IF($D584=\"Full\",'Failure Persistence Storage'!AN584,0)","v":0},{"$f":"IF($D584=\"Full\",'Failure Persistence Storage'!AQ584,0)","v":0},{"$f":"IF($D584=\"Full\",'Failure Persistence Storage'!AR584,0)","v":0},{"$f":"IF($D584=\"Full\",'Failure Persistence Storage'!AU584,0)","v":0},{"$f":"IF($D584=\"Full\",'Failure Persistence Storage'!AV584,0)","v":0},{"$f":"IF($D584=\"Full\",'Failure Persistence Storage'!AY584,0)","v":0},{"$f":"IF($D584=\"Full\",'Failure Persistence Storage'!AZ584,0)","v":0},{"$f":"IF($D584=\"Full\",'Failure Persistence Storage'!BC584,0)","v":0},{"$f":"IF($D584=\"Full\",'Failure Persistence Storage'!BD584,0)","v":0},{"$f":"IF($D584=\"Full\",'Failure Persistence Storage'!BG584,0)","v":0},{"$f":"IF($D584=\"Full\",'Failure Persistence Storage'!BH584,0)","v":0},{"$f":"IF($D584=\"Full\",'Failure Persistence Storage'!BK584,0)","v":0},{"$f":"IF($D584=\"Full\",'Failure Persistence Storage'!BL584,0)","v":0},{"$f":"IF($D584=\"Full\",'Failure Persistence Storage'!BO584,0)","v":0},{"$f":"IF($D584=\"Full\",'Failure Persistence Storage'!BP584,0)","v":0},{"$f":"IF($D584=\"Full\",'Failure Persistence Storage'!BS584,0)","v":0},{"$f":"IF($D584=\"Full\",'Failure Persistence Storage'!BT584,0)","v":0},{"$f":"IF($D584=\"Full\",'Failure Persistence Storage'!BW584,0)","v":0},{"$f":"IF($D584=\"Full\",'Failure Persistence Storage'!BX584,0)","v":0},{"$f":"IF($D584=\"Full\",'Failure Persistence Storage'!CA584,0)","v":0},{"$f":"IF($D584=\"Full\",'Failure Persistence Storage'!CB584,0)","v":0},{"$f":"IF($D584=\"Full\",'Failure Persistence Storage'!CE584,0)","v":0},{"$f":"IF($D584=\"Full\",'Failure Persistence Storage'!CF584,0)","v":0},{"$f":"IF($D584=\"Full\",'Failure Persistence Storage'!CI584,0)","v":0},{"$f":"IF($D584=\"Full\",'Failure Persistence Storage'!CJ584,0)","v":0},{"$f":"IF($D584=\"Full\",'Failure Persistence Storage'!CM584,0)","v":0},{"$f":"IF($D584=\"Full\",'Failure Persistence Storage'!CN584,0)","v":0},{"$f":"IF($D584=\"Full\",'Failure Persistence Storage'!CQ584,0)","v":0},{"$f":"IF($D584=\"Full\",'Failure Persistence Storage'!CR584,0)","v":0},{"$f":"IF($D584=\"Full\",'Failure Persistence Storage'!CU584,0)","v":0},{"$f":"IF($D584=\"Full\",'Failure Persistence Storage'!CV584,0)","v":0},{"$f":"IF($D584=\"Full\",'Failure Persistence Storage'!CY584,0)","v":0},{"$f":"IF($D584=\"Full\",'Failure Persistence Storage'!CZ584,0)","v":0},{"$f":"IF($D584=\"Full\",'Failure Persistence Storage'!DC584,0)","v":0},{"$f":"IF($D584=\"Full\",'Failure Persistence Storage'!DD584,0)","v":0},{"$f":"IF($D584=\"Full\",'Failure Persistence Storage'!DG584,0)","v":0},{"$f":"IF($D584=\"Full\",'Failure Persistence Storage'!DH584,0)","v":0},{"$f":"IF($D584=\"Full\",'Failure Persistence Storage'!DK584,0)","v":0},{"$f":"IF($D584=\"Full\",'Failure Persistence Storage'!DL584,0)","v":0},{"$f":"IF($D584=\"Full\",'Failure Persistence Storage'!DO584,0)","v":0},{"$f":"IF($D584=\"Full\",'Failure Persistence Storage'!DP584,0)","v":0},{"$f":"IF($D584=\"Full\",'Failure Persistence Storage'!DS584,0)","v":0},{"$f":"IF($D584=\"Full\",'Failure Persistence Storage'!DT584,0)","v":0},{"$f":"IF($D584=\"Full\",'Failure Persistence Storage'!DW584,0)","v":0},{"$f":"IF($D584=\"Full\",'Failure Persistence Storage'!DX584,0)","v":0},{"$f":"IF($D584=\"Full\",'Failure Persistence Storage'!EA584,0)","v":0},{"$f":"IF($D584=\"Full\",'Failure Persistence Storage'!EB584,0)","v":0},{"$f":"IF($D584=\"Full\",'Failure Persistence Storage'!EE584,0)","v":0},{"$f":"IF($D584=\"Full\",'Failure Persistence Storage'!EF584,0)","v":0},{"$f":"IF($D584=\"Full\",'Failure Persistence Storage'!EI584,0)","v":0},{"$f":"IF($D584=\"Full\",'Failure Persistence Storage'!EJ584,0)","v":0},{"$f":"IF($D584=\"Full\",'Failure Persistence Storage'!EM584,0)","v":0},{"$f":"IF($D584=\"Full\",'Failure Persistence Storage'!EN584,0)","v":0},{"$f":"IF($D584=\"Full\",'Failure Persistence Storage'!EQ584,0)","v":0},{"$f":"IF($D584=\"Full\",'Failure Persistence Storage'!ER584,0)","v":0},{"$f":"IF($D584=\"Full\",'Failure Persistence Storage'!EU584,0)","v":0},{"$f":"IF($D584=\"Full\",'Failure Persistence Storage'!EV584,0)","v":0},{"$f":"IF($D584=\"Full\",'Failure Persistence Storage'!EY584,0)","v":0},{"$f":"IF($D584=\"Full\",'Failure Persistence Storage'!EZ584,0)","v":0},{"$f":"IF($D584=\"Full\",'Failure Persistence Storage'!FC584,0)","v":0},{"$f":"IF($D584=\"Full\",'Failure Persistence Storage'!FD584,0)","v":0},{"$f":"IF($D584=\"Full\",'Failure Persistence Storage'!FG584,0)","v":0},{"$f":"IF($D584=\"Full\",'Failure Persistence Storage'!FH584,0)","v":0},{"$f":"IF($D584=\"Full\",'Failure Persistence Storage'!FK584,0)","v":0},{"$f":"IF($D584=\"Full\",'Failure Persistence Storage'!FL584,0)","v":0},{"$f":"IF($D584=\"Full\",'Failure Persistence Storage'!FO584,0)","v":0},{"$f":"IF($D584=\"Full\",'Failure Persistence Storage'!FP584,0)","v":0},{"$f":"IF($D584=\"Full\",'Failure Persistence Storage'!FS584,0)","v":0},{"$f":"IF($D584=\"Full\",'Failure Persistence Storage'!FT584,0)","v":0},{"$f":"IF($D584=\"Full\",'Failure Persistence Storage'!FW584,0)","v":0},{"$f":"IF($D584=\"Full\",'Failure Persistence Storage'!FX584,0)","v":0},{"$f":"IF($D584=\"Full\",'Failure Persistence Storage'!GA584,0)","v":0},{"$f":"IF($D584=\"Full\",'Failure Persistence Storage'!GB584,0)","v":0},{"$f":"IF($D584=\"Full\",'Failure Persistence Storage'!GE584,0)","v":0},{"$f":"IF($D584=\"Full\",'Failure Persistence Storage'!GF584,0)","v":0},{"$f":"IF($D584=\"Full\",'Failure Persistence Storage'!GI584,0)","v":0},{"$f":"IF($D584=\"Full\",'Failure Persistence Storage'!GJ584,0)","v":0},{"$f":"IF($D584=\"Full\",'Failure Persistence Storage'!GM584,0)","v":0},{"$f":"IF($D584=\"Full\",'Failure Persistence Storage'!GN584,0)","v":0},{"$f":"IF($D584=\"Full\",'Failure Persistence Storage'!GQ584,0)","v":0},{"$f":"IF($D584=\"Full\",'Failure Persistence Storage'!GR584,0)","v":0},{"$f":"IF($D584=\"Full\",'Failure Persistence Storage'!GU584,0)","v":0},{"$f":"IF($D584=\"Full\",'Failure Persistence Storage'!GV584,0)","v":0},{"$f":"IF($D584=\"Full\",'Failure Persistence Storage'!GY584,0)","v":0},{"$f":"IF($D584=\"Full\",'Failure Persistence Storage'!GZ584,0)","v":0},{"$f":"IF($D584=\"Full\",'Failure Persistence Storage'!HC584,0)","v":0},{"$f":"IF($D584=\"Full\",'Failure Persistence Storage'!HD584,0)","v":0},{"$f":"IF($D584=\"Full\",'Failure Persistence Storage'!HG584,0)","v":0},{"$f":"IF($D584=\"Full\",'Failure Persistence Storage'!HH584,0)","v":0},{"$f":"IF($D584=\"Full\",'Failure Persistence Storage'!HK584,0)","v":0},{"$f":"IF($D584=\"Full\",'Failure Persistence Storage'!HL584,0)","v":0},{"$f":"IF($D584=\"Full\",'Failure Persistence Storage'!HO584,0)","v":0}]
[null,null,null," ",null,null,null,null,null,null,"Row Number",null,null,null,null,null,null,null,null,null,null,null,null,null,null,null,null," "," "," "," "," "," "," "," "," "," "," "," "," "," "," "," "," "," "," "," "," "," "," "," "," "," "," "," "," "," "," "," "," "," "," "," "," "," "," "," "," "," "," "," "," "," "," "," "," "," "," "," "," "," "," "," "," "," "," "," "," "," "," "," "," "," "," "," "," "," "," "," "," "," "," "," "," "," "," "," "," "," "," "," "," "," "," "," "," "," "," "," "," "," "," "," "," "," "," "," "," "," "," "," "," "," "," "," "," "," "," "," "," "," "," "," "," "," "," "," "," "," "," "," "," "," "," "," "," "," "," "," "," "," "," "," "," "," "," "," "," "," "," "," "," "," "," "," "," "," "," "," "," "," "," "," "," "," "," "," "," "," "," "," "," "," "," "," "," "," "," "," "," "," "," "," "," "," "," "," "," "," "," "," "," "," "," "," "," "," "," "," "," "," "," "," ",null,{"$f":"IF($D585=\"Full\",'Failure Persistence Storage'!AB585,0)","v":0},{"$f":"IF($D585=\"Full\",'Failure Persistence Storage'!AE585,0)","v":0},{"$f":"IF($D585=\"Full\",'Failure Persistence Storage'!AF585,0)","v":0},{"$f":"IF($D585=\"Full\",'Failure Persistence Storage'!AI585,0)","v":0},{"$f":"IF($D585=\"Full\",'Failure Persistence Storage'!AJ585,0)","v":0},{"$f":"IF($D585=\"Full\",'Failure Persistence Storage'!AM585,0)","v":0},{"$f":"IF($D585=\"Full\",'Failure Persistence Storage'!AN585,0)","v":0},{"$f":"IF($D585=\"Full\",'Failure Persistence Storage'!AQ585,0)","v":0},{"$f":"IF($D585=\"Full\",'Failure Persistence Storage'!AR585,0)","v":0},{"$f":"IF($D585=\"Full\",'Failure Persistence Storage'!AU585,0)","v":0},{"$f":"IF($D585=\"Full\",'Failure Persistence Storage'!AV585,0)","v":0},{"$f":"IF($D585=\"Full\",'Failure Persistence Storage'!AY585,0)","v":0},{"$f":"IF($D585=\"Full\",'Failure Persistence Storage'!AZ585,0)","v":0},{"$f":"IF($D585=\"Full\",'Failure Persistence Storage'!BC585,0)","v":0},{"$f":"IF($D585=\"Full\",'Failure Persistence Storage'!BD585,0)","v":0},{"$f":"IF($D585=\"Full\",'Failure Persistence Storage'!BG585,0)","v":0},{"$f":"IF($D585=\"Full\",'Failure Persistence Storage'!BH585,0)","v":0},{"$f":"IF($D585=\"Full\",'Failure Persistence Storage'!BK585,0)","v":0},{"$f":"IF($D585=\"Full\",'Failure Persistence Storage'!BL585,0)","v":0},{"$f":"IF($D585=\"Full\",'Failure Persistence Storage'!BO585,0)","v":0},{"$f":"IF($D585=\"Full\",'Failure Persistence Storage'!BP585,0)","v":0},{"$f":"IF($D585=\"Full\",'Failure Persistence Storage'!BS585,0)","v":0},{"$f":"IF($D585=\"Full\",'Failure Persistence Storage'!BT585,0)","v":0},{"$f":"IF($D585=\"Full\",'Failure Persistence Storage'!BW585,0)","v":0},{"$f":"IF($D585=\"Full\",'Failure Persistence Storage'!BX585,0)","v":0},{"$f":"IF($D585=\"Full\",'Failure Persistence Storage'!CA585,0)","v":0},{"$f":"IF($D585=\"Full\",'Failure Persistence Storage'!CB585,0)","v":0},{"$f":"IF($D585=\"Full\",'Failure Persistence Storage'!CE585,0)","v":0},{"$f":"IF($D585=\"Full\",'Failure Persistence Storage'!CF585,0)","v":0},{"$f":"IF($D585=\"Full\",'Failure Persistence Storage'!CI585,0)","v":0},{"$f":"IF($D585=\"Full\",'Failure Persistence Storage'!CJ585,0)","v":0},{"$f":"IF($D585=\"Full\",'Failure Persistence Storage'!CM585,0)","v":0},{"$f":"IF($D585=\"Full\",'Failure Persistence Storage'!CN585,0)","v":0},{"$f":"IF($D585=\"Full\",'Failure Persistence Storage'!CQ585,0)","v":0},{"$f":"IF($D585=\"Full\",'Failure Persistence Storage'!CR585,0)","v":0},{"$f":"IF($D585=\"Full\",'Failure Persistence Storage'!CU585,0)","v":0},{"$f":"IF($D585=\"Full\",'Failure Persistence Storage'!CV585,0)","v":0},{"$f":"IF($D585=\"Full\",'Failure Persistence Storage'!CY585,0)","v":0},{"$f":"IF($D585=\"Full\",'Failure Persistence Storage'!CZ585,0)","v":0},{"$f":"IF($D585=\"Full\",'Failure Persistence Storage'!DC585,0)","v":0},{"$f":"IF($D585=\"Full\",'Failure Persistence Storage'!DD585,0)","v":0},{"$f":"IF($D585=\"Full\",'Failure Persistence Storage'!DG585,0)","v":0},{"$f":"IF($D585=\"Full\",'Failure Persistence Storage'!DH585,0)","v":0},{"$f":"IF($D585=\"Full\",'Failure Persistence Storage'!DK585,0)","v":0},{"$f":"IF($D585=\"Full\",'Failure Persistence Storage'!DL585,0)","v":0},{"$f":"IF($D585=\"Full\",'Failure Persistence Storage'!DO585,0)","v":0},{"$f":"IF($D585=\"Full\",'Failure Persistence Storage'!DP585,0)","v":0},{"$f":"IF($D585=\"Full\",'Failure Persistence Storage'!DS585,0)","v":0},{"$f":"IF($D585=\"Full\",'Failure Persistence Storage'!DT585,0)","v":0},{"$f":"IF($D585=\"Full\",'Failure Persistence Storage'!DW585,0)","v":0},{"$f":"IF($D585=\"Full\",'Failure Persistence Storage'!DX585,0)","v":0},{"$f":"IF($D585=\"Full\",'Failure Persistence Storage'!EA585,0)","v":0},{"$f":"IF($D585=\"Full\",'Failure Persistence Storage'!EB585,0)","v":0},{"$f":"IF($D585=\"Full\",'Failure Persistence Storage'!EE585,0)","v":0},{"$f":"IF($D585=\"Full\",'Failure Persistence Storage'!EF585,0)","v":0},{"$f":"IF($D585=\"Full\",'Failure Persistence Storage'!EI585,0)","v":0},{"$f":"IF($D585=\"Full\",'Failure Persistence Storage'!EJ585,0)","v":0},{"$f":"IF($D585=\"Full\",'Failure Persistence Storage'!EM585,0)","v":0},{"$f":"IF($D585=\"Full\",'Failure Persistence Storage'!EN585,0)","v":0},{"$f":"IF($D585=\"Full\",'Failure Persistence Storage'!EQ585,0)","v":0},{"$f":"IF($D585=\"Full\",'Failure Persistence Storage'!ER585,0)","v":0},{"$f":"IF($D585=\"Full\",'Failure Persistence Storage'!EU585,0)","v":0},{"$f":"IF($D585=\"Full\",'Failure Persistence Storage'!EV585,0)","v":0},{"$f":"IF($D585=\"Full\",'Failure Persistence Storage'!EY585,0)","v":0},{"$f":"IF($D585=\"Full\",'Failure Persistence Storage'!EZ585,0)","v":0},{"$f":"IF($D585=\"Full\",'Failure Persistence Storage'!FC585,0)","v":0},{"$f":"IF($D585=\"Full\",'Failure Persistence Storage'!FD585,0)","v":0},{"$f":"IF($D585=\"Full\",'Failure Persistence Storage'!FG585,0)","v":0},{"$f":"IF($D585=\"Full\",'Failure Persistence Storage'!FH585,0)","v":0},{"$f":"IF($D585=\"Full\",'Failure Persistence Storage'!FK585,0)","v":0},{"$f":"IF($D585=\"Full\",'Failure Persistence Storage'!FL585,0)","v":0},{"$f":"IF($D585=\"Full\",'Failure Persistence Storage'!FO585,0)","v":0},{"$f":"IF($D585=\"Full\",'Failure Persistence Storage'!FP585,0)","v":0},{"$f":"IF($D585=\"Full\",'Failure Persistence Storage'!FS585,0)","v":0},{"$f":"IF($D585=\"Full\",'Failure Persistence Storage'!FT585,0)","v":0},{"$f":"IF($D585=\"Full\",'Failure Persistence Storage'!FW585,0)","v":0},{"$f":"IF($D585=\"Full\",'Failure Persistence Storage'!FX585,0)","v":0},{"$f":"IF($D585=\"Full\",'Failure Persistence Storage'!GA585,0)","v":0},{"$f":"IF($D585=\"Full\",'Failure Persistence Storage'!GB585,0)","v":0},{"$f":"IF($D585=\"Full\",'Failure Persistence Storage'!GE585,0)","v":0},{"$f":"IF($D585=\"Full\",'Failure Persistence Storage'!GF585,0)","v":0},{"$f":"IF($D585=\"Full\",'Failure Persistence Storage'!GI585,0)","v":0},{"$f":"IF($D585=\"Full\",'Failure Persistence Storage'!GJ585,0)","v":0},{"$f":"IF($D585=\"Full\",'Failure Persistence Storage'!GM585,0)","v":0},{"$f":"IF($D585=\"Full\",'Failure Persistence Storage'!GN585,0)","v":0},{"$f":"IF($D585=\"Full\",'Failure Persistence Storage'!GQ585,0)","v":0},{"$f":"IF($D585=\"Full\",'Failure Persistence Storage'!GR585,0)","v":0},{"$f":"IF($D585=\"Full\",'Failure Persistence Storage'!GU585,0)","v":0},{"$f":"IF($D585=\"Full\",'Failure Persistence Storage'!GV585,0)","v":0},{"$f":"IF($D585=\"Full\",'Failure Persistence Storage'!GY585,0)","v":0},{"$f":"IF($D585=\"Full\",'Failure Persistence Storage'!GZ585,0)","v":0},{"$f":"IF($D585=\"Full\",'Failure Persistence Storage'!HC585,0)","v":0},{"$f":"IF($D585=\"Full\",'Failure Persistence Storage'!HD585,0)","v":0},{"$f":"IF($D585=\"Full\",'Failure Persistence Storage'!HG585,0)","v":0},{"$f":"IF($D585=\"Full\",'Failure Persistence Storage'!HH585,0)","v":0},{"$f":"IF($D585=\"Full\",'Failure Persistence Storage'!HK585,0)","v":0},{"$f":"IF($D585=\"Full\",'Failure Persistence Storage'!HL585,0)","v":0},{"$f":"IF($D585=\"Full\",'Failure Persistence Storage'!HO585,0)","v":0}]
[null,null,null," ",null,null,null,null,null,null,"Row Number",null,null,null,null,null,null,null,null,null,null,null,null,null,null,null,null," "," "," "," "," "," "," "," "," "," "," "," "," "," "," "," "," "," "," "," "," "," "," "," "," "," "," "," "," "," "," "," "," "," "," "," "," "," "," "," "," "," "," "," "," "," "," "," "," "," "," "," "," "," "," "," "," "," "," "," "," "," "," "," "," "," "," "," "," "," "," "," "," "," "," "," "," "," "," "," "," "," "," "," "," "," "," "," "," "," "," "," "," "," "," "," "," "," "," "," "," "," "," "," "," "," "," "," "," "," "," "," "," "," "," "," "," "," "," "," "," "," "," "," "," "," "," "," "," "," "," "," "," "," "," "," "," "," "," "," "," "," "," "," "," "," "," "," "," "," "," "," "," "," "," "," "," "," "," "," "," "," "," "," "," "," "," "," "," "," "," "," "," "," "," "," "," "," "," "," "," "," "," "," "," "," "," "," "," "," "," "," "," "," "," "," ",null,{"$f":"IF($D586=\"Full\",'Failure Persistence Storage'!AB586,0)","v":0},{"$f":"IF($D586=\"Full\",'Failure Persistence Storage'!AE586,0)","v":0},{"$f":"IF($D586=\"Full\",'Failure Persistence Storage'!AF586,0)","v":0},{"$f":"IF($D586=\"Full\",'Failure Persistence Storage'!AI586,0)","v":0},{"$f":"IF($D586=\"Full\",'Failure Persistence Storage'!AJ586,0)","v":0},{"$f":"IF($D586=\"Full\",'Failure Persistence Storage'!AM586,0)","v":0},{"$f":"IF($D586=\"Full\",'Failure Persistence Storage'!AN586,0)","v":0},{"$f":"IF($D586=\"Full\",'Failure Persistence Storage'!AQ586,0)","v":0},{"$f":"IF($D586=\"Full\",'Failure Persistence Storage'!AR586,0)","v":0},{"$f":"IF($D586=\"Full\",'Failure Persistence Storage'!AU586,0)","v":0},{"$f":"IF($D586=\"Full\",'Failure Persistence Storage'!AV586,0)","v":0},{"$f":"IF($D586=\"Full\",'Failure Persistence Storage'!AY586,0)","v":0},{"$f":"IF($D586=\"Full\",'Failure Persistence Storage'!AZ586,0)","v":0},{"$f":"IF($D586=\"Full\",'Failure Persistence Storage'!BC586,0)","v":0},{"$f":"IF($D586=\"Full\",'Failure Persistence Storage'!BD586,0)","v":0},{"$f":"IF($D586=\"Full\",'Failure Persistence Storage'!BG586,0)","v":0},{"$f":"IF($D586=\"Full\",'Failure Persistence Storage'!BH586,0)","v":0},{"$f":"IF($D586=\"Full\",'Failure Persistence Storage'!BK586,0)","v":0},{"$f":"IF($D586=\"Full\",'Failure Persistence Storage'!BL586,0)","v":0},{"$f":"IF($D586=\"Full\",'Failure Persistence Storage'!BO586,0)","v":0},{"$f":"IF($D586=\"Full\",'Failure Persistence Storage'!BP586,0)","v":0},{"$f":"IF($D586=\"Full\",'Failure Persistence Storage'!BS586,0)","v":0},{"$f":"IF($D586=\"Full\",'Failure Persistence Storage'!BT586,0)","v":0},{"$f":"IF($D586=\"Full\",'Failure Persistence Storage'!BW586,0)","v":0},{"$f":"IF($D586=\"Full\",'Failure Persistence Storage'!BX586,0)","v":0},{"$f":"IF($D586=\"Full\",'Failure Persistence Storage'!CA586,0)","v":0},{"$f":"IF($D586=\"Full\",'Failure Persistence Storage'!CB586,0)","v":0},{"$f":"IF($D586=\"Full\",'Failure Persistence Storage'!CE586,0)","v":0},{"$f":"IF($D586=\"Full\",'Failure Persistence Storage'!CF586,0)","v":0},{"$f":"IF($D586=\"Full\",'Failure Persistence Storage'!CI586,0)","v":0},{"$f":"IF($D586=\"Full\",'Failure Persistence Storage'!CJ586,0)","v":0},{"$f":"IF($D586=\"Full\",'Failure Persistence Storage'!CM586,0)","v":0},{"$f":"IF($D586=\"Full\",'Failure Persistence Storage'!CN586,0)","v":0},{"$f":"IF($D586=\"Full\",'Failure Persistence Storage'!CQ586,0)","v":0},{"$f":"IF($D586=\"Full\",'Failure Persistence Storage'!CR586,0)","v":0},{"$f":"IF($D586=\"Full\",'Failure Persistence Storage'!CU586,0)","v":0},{"$f":"IF($D586=\"Full\",'Failure Persistence Storage'!CV586,0)","v":0},{"$f":"IF($D586=\"Full\",'Failure Persistence Storage'!CY586,0)","v":0},{"$f":"IF($D586=\"Full\",'Failure Persistence Storage'!CZ586,0)","v":0},{"$f":"IF($D586=\"Full\",'Failure Persistence Storage'!DC586,0)","v":0},{"$f":"IF($D586=\"Full\",'Failure Persistence Storage'!DD586,0)","v":0},{"$f":"IF($D586=\"Full\",'Failure Persistence Storage'!DG586,0)","v":0},{"$f":"IF($D586=\"Full\",'Failure Persistence Storage'!DH586,0)","v":0},{"$f":"IF($D586=\"Full\",'Failure Persistence Storage'!DK586,0)","v":0},{"$f":"IF($D586=\"Full\",'Failure Persistence Storage'!DL586,0)","v":0},{"$f":"IF($D586=\"Full\",'Failure Persistence Storage'!DO586,0)","v":0},{"$f":"IF($D586=\"Full\",'Failure Persistence Storage'!DP586,0)","v":0},{"$f":"IF($D586=\"Full\",'Failure Persistence Storage'!DS586,0)","v":0},{"$f":"IF($D586=\"Full\",'Failure Persistence Storage'!DT586,0)","v":0},{"$f":"IF($D586=\"Full\",'Failure Persistence Storage'!DW586,0)","v":0},{"$f":"IF($D586=\"Full\",'Failure Persistence Storage'!DX586,0)","v":0},{"$f":"IF($D586=\"Full\",'Failure Persistence Storage'!EA586,0)","v":0},{"$f":"IF($D586=\"Full\",'Failure Persistence Storage'!EB586,0)","v":0},{"$f":"IF($D586=\"Full\",'Failure Persistence Storage'!EE586,0)","v":0},{"$f":"IF($D586=\"Full\",'Failure Persistence Storage'!EF586,0)","v":0},{"$f":"IF($D586=\"Full\",'Failure Persistence Storage'!EI586,0)","v":0},{"$f":"IF($D586=\"Full\",'Failure Persistence Storage'!EJ586,0)","v":0},{"$f":"IF($D586=\"Full\",'Failure Persistence Storage'!EM586,0)","v":0},{"$f":"IF($D586=\"Full\",'Failure Persistence Storage'!EN586,0)","v":0},{"$f":"IF($D586=\"Full\",'Failure Persistence Storage'!EQ586,0)","v":0},{"$f":"IF($D586=\"Full\",'Failure Persistence Storage'!ER586,0)","v":0},{"$f":"IF($D586=\"Full\",'Failure Persistence Storage'!EU586,0)","v":0},{"$f":"IF($D586=\"Full\",'Failure Persistence Storage'!EV586,0)","v":0},{"$f":"IF($D586=\"Full\",'Failure Persistence Storage'!EY586,0)","v":0},{"$f":"IF($D586=\"Full\",'Failure Persistence Storage'!EZ586,0)","v":0},{"$f":"IF($D586=\"Full\",'Failure Persistence Storage'!FC586,0)","v":0},{"$f":"IF($D586=\"Full\",'Failure Persistence Storage'!FD586,0)","v":0},{"$f":"IF($D586=\"Full\",'Failure Persistence Storage'!FG586,0)","v":0},{"$f":"IF($D586=\"Full\",'Failure Persistence Storage'!FH586,0)","v":0},{"$f":"IF($D586=\"Full\",'Failure Persistence Storage'!FK586,0)","v":0},{"$f":"IF($D586=\"Full\",'Failure Persistence Storage'!FL586,0)","v":0},{"$f":"IF($D586=\"Full\",'Failure Persistence Storage'!FO586,0)","v":0},{"$f":"IF($D586=\"Full\",'Failure Persistence Storage'!FP586,0)","v":0},{"$f":"IF($D586=\"Full\",'Failure Persistence Storage'!FS586,0)","v":0},{"$f":"IF($D586=\"Full\",'Failure Persistence Storage'!FT586,0)","v":0},{"$f":"IF($D586=\"Full\",'Failure Persistence Storage'!FW586,0)","v":0},{"$f":"IF($D586=\"Full\",'Failure Persistence Storage'!FX586,0)","v":0},{"$f":"IF($D586=\"Full\",'Failure Persistence Storage'!GA586,0)","v":0},{"$f":"IF($D586=\"Full\",'Failure Persistence Storage'!GB586,0)","v":0},{"$f":"IF($D586=\"Full\",'Failure Persistence Storage'!GE586,0)","v":0},{"$f":"IF($D586=\"Full\",'Failure Persistence Storage'!GF586,0)","v":0},{"$f":"IF($D586=\"Full\",'Failure Persistence Storage'!GI586,0)","v":0},{"$f":"IF($D586=\"Full\",'Failure Persistence Storage'!GJ586,0)","v":0},{"$f":"IF($D586=\"Full\",'Failure Persistence Storage'!GM586,0)","v":0},{"$f":"IF($D586=\"Full\",'Failure Persistence Storage'!GN586,0)","v":0},{"$f":"IF($D586=\"Full\",'Failure Persistence Storage'!GQ586,0)","v":0},{"$f":"IF($D586=\"Full\",'Failure Persistence Storage'!GR586,0)","v":0},{"$f":"IF($D586=\"Full\",'Failure Persistence Storage'!GU586,0)","v":0},{"$f":"IF($D586=\"Full\",'Failure Persistence Storage'!GV586,0)","v":0},{"$f":"IF($D586=\"Full\",'Failure Persistence Storage'!GY586,0)","v":0},{"$f":"IF($D586=\"Full\",'Failure Persistence Storage'!GZ586,0)","v":0},{"$f":"IF($D586=\"Full\",'Failure Persistence Storage'!HC586,0)","v":0},{"$f":"IF($D586=\"Full\",'Failure Persistence Storage'!HD586,0)","v":0},{"$f":"IF($D586=\"Full\",'Failure Persistence Storage'!HG586,0)","v":0},{"$f":"IF($D586=\"Full\",'Failure Persistence Storage'!HH586,0)","v":0},{"$f":"IF($D586=\"Full\",'Failure Persistence Storage'!HK586,0)","v":0},{"$f":"IF($D586=\"Full\",'Failure Persistence Storage'!HL586,0)","v":0},{"$f":"IF($D586=\"Full\",'Failure Persistence Storage'!HO586,0)","v":0}]
[null,"Combination of elements",null,{"$f":"IF(OR(D577=\"Part\",D578=\"Part\",D579=\"Part\",D580=\"Part\",D581=\"Part\",D582=\"Part\",D583=\"Part\",D584=\"Part\",D585=\"Part\",D586=\"Part\"),\"Part\",IF(OR(D577=\"Full\",D578=\"Full\",D579=\"Full\",D580=\"Full\",D581=\"Full\",D582=\"Full\",D583=\"Full\",D584=\"Full\",D585=\"Full\",D586=\"Full\"),\"Full\",IF(AND(D577=\" \",D578=\" \",D579=\" \",D580=\" \",D581=\" \",D582=\" \",D583=\" \",D584=\" \",D585=\" \",D586=\" \"),\" \",\" \")))","v":" "},null,null,null,null,null,null,null,null,null,null,null,null,null,null,null,null,null,null,null,null,null,null,null,{"$f":"IF($D587=\" \",\" \",1/AC587)","v":" "},{"$f":"IF($D587=\" \",\" \",SUM(AC577:AC586))","v":" "},{"$f":"IF($D587=\" \",\" \",SUM(AD577:AD586))","v":" "},{"$f":"IF($D587=\" \",\" \",AB587*AD587)","v":" "},{"$f":"IF($D587=\" \",\" \",1/AG587)","v":" "},{"$f":"IF($D587=\" \",\" \",SUM(AG577:AG586))","v":" "},{"$f":"IF($D587=\" \",\" \",SUM(AH577:AH586))","v":" "},{"$f":"IF($D587=\" \",\" \",AF587*AH587)","v":" "},{"$f":"IF($D587=\" \",\" \",1/AK587)","v":" "},{"$f":"IF($D587=\" \",\" \",SUM(AK577:AK586))","v":" "},{"$f":"IF($D587=\" \",\" \",SUM(AL577:AL586))","v":" "},{"$f":"IF($D587=\" \",\" \",AJ587*AL587)","v":" "},{"$f":"IF($D587=\" \",\" \",1/AO587)","v":" "},{"$f":"IF($D587=\" \",\" \",SUM(AO577:AO586))","v":" "},{"$f":"IF($D587=\" \",\" \",SUM(AP577:AP586))","v":" "},{"$f":"IF($D587=\" \",\" \",AN587*AP587)","v":" "},{"$f":"IF($D587=\" \",\" \",1/AS587)","v":" "},{"$f":"IF($D587=\" \",\" \",SUM(AS577:AS586))","v":" "},{"$f":"IF($D587=\" \",\" \",SUM(AT577:AT586))","v":" "},{"$f":"IF($D587=\" \",\" \",AR587*AT587)","v":" "},{"$f":"IF($D587=\" \",\" \",1/AW587)","v":" "},{"$f":"IF($D587=\" \",\" \",SUM(AW577:AW586))","v":" "},{"$f":"IF($D587=\" \",\" \",SUM(AX577:AX586))","v":" "},{"$f":"IF($D587=\" \",\" \",AV587*AX587)","v":" "},{"$f":"IF($D587=\" \",\" \",1/BA587)","v":" "},{"$f":"IF($D587=\" \",\" \",SUM(BA577:BA586))","v":" "},{"$f":"IF($D587=\" \",\" \",SUM(BB577:BB586))","v":" "},{"$f":"IF($D587=\" \",\" \",AZ587*BB587)","v":" "},{"$f":"IF($D587=\" \",\" \",1/BE587)","v":" "},{"$f":"IF($D587=\" \",\" \",SUM(BE577:BE586))","v":" "},{"$f":"IF($D587=\" \",\" \",SUM(BF577:BF586))","v":" "},{"$f":"IF($D587=\" \",\" \",BD587*BF587)","v":" "},{"$f":"IF($D587=\" \",\" \",1/BI587)","v":" "},{"$f":"IF($D587=\" \",\" \",SUM(BI577:BI586))","v":" "},{"$f":"IF($D587=\" \",\" \",SUM(BJ577:BJ586))","v":" "},{"$f":"IF($D587=\" \",\" \",BH587*BJ587)","v":" "},{"$f":"IF($D587=\" \",\" \",1/BM587)","v":" "},{"$f":"IF($D587=\" \",\" \",SUM(BM577:BM586))","v":" "},{"$f":"IF($D587=\" \",\" \",SUM(BN577:BN586))","v":" "},{"$f":"IF($D587=\" \",\" \",BL587*BN587)","v":" "},{"$f":"IF($D587=\" \",\" \",1/BQ587)","v":" "},{"$f":"IF($D587=\" \",\" \",SUM(BQ577:BQ586))","v":" "},{"$f":"IF($D587=\" \",\" \",SUM(BR577:BR586))","v":" "},{"$f":"IF($D587=\" \",\" \",BP587*BR587)","v":" "},{"$f":"IF($D587=\" \",\" \",1/BU587)","v":" "},{"$f":"IF($D587=\" \",\" \",SUM(BU577:BU586))","v":" "},{"$f":"IF($D587=\" \",\" \",SUM(BV577:BV586))","v":" "},{"$f":"IF($D587=\" \",\" \",BT587*BV587)","v":" "},{"$f":"IF($D587=\" \",\" \",1/BY587)","v":" "},{"$f":"IF($D587=\" \",\" \",SUM(BY577:BY586))","v":" "},{"$f":"IF($D587=\" \",\" \",SUM(BZ577:BZ586))","v":" "},{"$f":"IF($D587=\" \",\" \",BX587*BZ587)","v":" "},{"$f":"IF($D587=\" \",\" \",1/CC587)","v":" "},{"$f":"IF($D587=\" \",\" \",SUM(CC577:CC586))","v":" "},{"$f":"IF($D587=\" \",\" \",SUM(CD577:CD586))","v":" "},{"$f":"IF($D587=\" \",\" \",CB587*CD587)","v":" "},{"$f":"IF($D587=\" \",\" \",1/CG587)","v":" "},{"$f":"IF($D587=\" \",\" \",SUM(CG577:CG586))","v":" "},{"$f":"IF($D587=\" \",\" \",SUM(CH577:CH586))","v":" "},{"$f":"IF($D587=\" \",\" \",CF587*CH587)","v":" "},{"$f":"IF($D587=\" \",\" \",1/CK587)","v":" "},{"$f":"IF($D587=\" \",\" \",SUM(CK577:CK586))","v":" "},{"$f":"IF($D587=\" \",\" \",SUM(CL577:CL586))","v":" "},{"$f":"IF($D587=\" \",\" \",CJ587*CL587)","v":" "},{"$f":"IF($D587=\" \",\" \",1/CO587)","v":" "},{"$f":"IF($D587=\" \",\" \",SUM(CO577:CO586))","v":" "},{"$f":"IF($D587=\" \",\" \",SUM(CP577:CP586))","v":" "},{"$f":"IF($D587=\" \",\" \",CN587*CP587)","v":" "},{"$f":"IF($D587=\" \",\" \",1/CS587)","v":" "},{"$f":"IF($D587=\" \",\" \",SUM(CS577:CS586))","v":" "},{"$f":"IF($D587=\" \",\" \",SUM(CT577:CT586))","v":" "},{"$f":"IF($D587=\" \",\" \",CR587*CT587)","v":" "},{"$f":"IF($D587=\" \",\" \",1/CW587)","v":" "},{"$f":"IF($D587=\" \",\" \",SUM(CW577:CW586))","v":" "},{"$f":"IF($D587=\" \",\" \",SUM(CX577:CX586))","v":" "},{"$f":"IF($D587=\" \",\" \",CV587*CX587)","v":" "},{"$f":"IF($D587=\" \",\" \",1/DA587)","v":" "},{"$f":"IF($D587=\" \",\" \",SUM(DA577:DA586))","v":" "},{"$f":"IF($D587=\" \",\" \",SUM(DB577:DB586))","v":" "},{"$f":"IF($D587=\" \",\" \",CZ587*DB587)","v":" "},{"$f":"IF($D587=\" \",\" \",1/DE587)","v":" "},{"$f":"IF($D587=\" \",\" \",SUM(DE577:DE586))","v":" "},{"$f":"IF($D587=\" \",\" \",SUM(DF577:DF586))","v":" "},{"$f":"IF($D587=\" \",\" \",DD587*DF587)","v":" "},{"$f":"IF($D587=\" \",\" \",1/DI587)","v":" "},{"$f":"IF($D587=\" \",\" \",SUM(DI577:DI586))","v":" "},{"$f":"IF($D587=\" \",\" \",SUM(DJ577:DJ586))","v":" "},{"$f":"IF($D587=\" \",\" \",DH587*DJ587)","v":" "},{"$f":"IF($D587=\" \",\" \",1/DM587)","v":" "},{"$f":"IF($D587=\" \",\" \",SUM(DM577:DM586))","v":" "},{"$f":"IF($D587=\" \",\" \",SUM(DN577:DN586))","v":" "},{"$f":"IF($D587=\" \",\" \",DL587*DN587)","v":" "},{"$f":"IF($D587=\" \",\" \",1/DQ587)","v":" "},{"$f":"IF($D587=\" \",\" \",SUM(DQ577:DQ586))","v":" "},{"$f":"IF($D587=\" \",\" \",SUM(DR577:DR586))","v":" "},{"$f":"IF($D587=\" \",\" \",DP587*DR587)","v":" "},{"$f":"IF($D587=\" \",\" \",1/DU587)","v":" "},{"$f":"IF($D587=\" \",\" \",SUM(DU577:DU586))","v":" "},{"$f":"IF($D587=\" \",\" \",SUM(DV577:DV586))","v":" "},{"$f":"IF($D587=\" \",\" \",DT587*DV587)","v":" "},{"$f":"IF($D587=\" \",\" \",1/DY587)","v":" "},{"$f":"IF($D587=\" \",\" \",SUM(DY577:DY586))","v":" "},{"$f":"IF($D587=\" \",\" \",SUM(DZ577:DZ586))","v":" "},{"$f":"IF($D587=\" \",\" \",DX587*DZ587)","v":" "},{"$f":"IF($D587=\" \",\" \",1/EC587)","v":" "},{"$f":"IF($D587=\" \",\" \",SUM(EC577:EC586))","v":" "},{"$f":"IF($D587=\" \",\" \",SUM(ED577:ED586))","v":" "},{"$f":"IF($D587=\" \",\" \",EB587*ED587)","v":" "},{"$f":"IF($D587=\" \",\" \",1/EG587)","v":" "},{"$f":"IF($D587=\" \",\" \",SUM(EG577:EG586))","v":" "},{"$f":"IF($D587=\" \",\" \",SUM(EH577:EH586))","v":" "},{"$f":"IF($D587=\" \",\" \",EF587*EH587)","v":" "},{"$f":"IF($D587=\" \",\" \",1/EK587)","v":" "},{"$f":"IF($D587=\" \",\" \",SUM(EK577:EK586))","v":" "},{"$f":"IF($D587=\" \",\" \",SUM(EL577:EL586))","v":" "},{"$f":"IF($D587=\" \",\" \",EJ587*EL587)","v":" "},{"$f":"IF($D587=\" \",\" \",1/EO587)","v":" "},{"$f":"IF($D587=\" \",\" \",SUM(EO577:EO586))","v":" "},{"$f":"IF($D587=\" \",\" \",SUM(EP577:EP586))","v":" "},{"$f":"IF($D587=\" \",\" \",EN587*EP587)","v":" "},{"$f":"IF($D587=\" \",\" \",1/ES587)","v":" "},{"$f":"IF($D587=\" \",\" \",SUM(ES577:ES586))","v":" "},{"$f":"IF($D587=\" \",\" \",SUM(ET577:ET586))","v":" "},{"$f":"IF($D587=\" \",\" \",ER587*ET587)","v":" "},{"$f":"IF($D587=\" \",\" \",1/EW587)","v":" "},{"$f":"IF($D587=\" \",\" \",SUM(EW577:EW586))","v":" "},{"$f":"IF($D587=\" \",\" \",SUM(EX577:EX586))","v":" "},{"$f":"IF($D587=\" \",\" \",EV587*EX587)","v":" "},{"$f":"IF($D587=\" \",\" \",1/FA587)","v":" "},{"$f":"IF($D587=\" \",\" \",SUM(FA577:FA586))","v":" "},{"$f":"IF($D587=\" \",\" \",SUM(FB577:FB586))","v":" "},{"$f":"IF($D587=\" \",\" \",EZ587*FB587)","v":" "},{"$f":"IF($D587=\" \",\" \",1/FE587)","v":" "},{"$f":"IF($D587=\" \",\" \",SUM(FE577:FE586))","v":" "},{"$f":"IF($D587=\" \",\" \",SUM(FF577:FF586))","v":" "},{"$f":"IF($D587=\" \",\" \",FD587*FF587)","v":" "},{"$f":"IF($D587=\" \",\" \",1/FI587)","v":" "},{"$f":"IF($D587=\" \",\" \",SUM(FI577:FI586))","v":" "},{"$f":"IF($D587=\" \",\" \",SUM(FJ577:FJ586))","v":" "},{"$f":"IF($D587=\" \",\" \",FH587*FJ587)","v":" "},{"$f":"IF($D587=\" \",\" \",1/FM587)","v":" "},{"$f":"IF($D587=\" \",\" \",SUM(FM577:FM586))","v":" "},{"$f":"IF($D587=\" \",\" \",SUM(FN577:FN586))","v":" "},{"$f":"IF($D587=\" \",\" \",FL587*FN587)","v":" "},{"$f":"IF($D587=\" \",\" \",1/FQ587)","v":" "},{"$f":"IF($D587=\" \",\" \",SUM(FQ577:FQ586))","v":" "},{"$f":"IF($D587=\" \",\" \",SUM(FR577:FR586))","v":" "},{"$f":"IF($D587=\" \",\" \",FP587*FR587)","v":" "},{"$f":"IF($D587=\" \",\" \",1/FU587)","v":" "},{"$f":"IF($D587=\" \",\" \",SUM(FU577:FU586))","v":" "},{"$f":"IF($D587=\" \",\" \",SUM(FV577:FV586))","v":" "},{"$f":"IF($D587=\" \",\" \",FT587*FV587)","v":" "},{"$f":"IF($D587=\" \",\" \",1/FY587)","v":" "},{"$f":"IF($D587=\" \",\" \",SUM(FY577:FY586))","v":" "},{"$f":"IF($D587=\" \",\" \",SUM(FZ577:FZ586))","v":" "},{"$f":"IF($D587=\" \",\" \",FX587*FZ587)","v":" "},{"$f":"IF($D587=\" \",\" \",1/GC587)","v":" "},{"$f":"IF($D587=\" \",\" \",SUM(GC577:GC586))","v":" "},{"$f":"IF($D587=\" \",\" \",SUM(GD577:GD586))","v":" "},{"$f":"IF($D587=\" \",\" \",GB587*GD587)","v":" "},{"$f":"IF($D587=\" \",\" \",1/GG587)","v":" "},{"$f":"IF($D587=\" \",\" \",SUM(GG577:GG586))","v":" "},{"$f":"IF($D587=\" \",\" \",SUM(GH577:GH586))","v":" "},{"$f":"IF($D587=\" \",\" \",GF587*GH587)","v":" "},{"$f":"IF($D587=\" \",\" \",1/GK587)","v":" "},{"$f":"IF($D587=\" \",\" \",SUM(GK577:GK586))","v":" "},{"$f":"IF($D587=\" \",\" \",SUM(GL577:GL586))","v":" "},{"$f":"IF($D587=\" \",\" \",GJ587*GL587)","v":" "},{"$f":"IF($D587=\" \",\" \",1/GO587)","v":" "},{"$f":"IF($D587=\" \",\" \",SUM(GO577:GO586))","v":" "},{"$f":"IF($D587=\" \",\" \",SUM(GP577:GP586))","v":" "},{"$f":"IF($D587=\" \",\" \",GN587*GP587)","v":" "},{"$f":"IF($D587=\" \",\" \",1/GS587)","v":" "},{"$f":"IF($D587=\" \",\" \",SUM(GS577:GS586))","v":" "},{"$f":"IF($D587=\" \",\" \",SUM(GT577:GT586))","v":" "},{"$f":"IF($D587=\" \",\" \",GR587*GT587)","v":" "},{"$f":"IF($D587=\" \",\" \",1/GW587)","v":" "},{"$f":"IF($D587=\" \",\" \",SUM(GW577:GW586))","v":" "},{"$f":"IF($D587=\" \",\" \",SUM(GX577:GX586))","v":" "},{"$f":"IF($D587=\" \",\" \",GV587*GX587)","v":" "},{"$f":"IF($D587=\" \",\" \",1/HA587)","v":" "},{"$f":"IF($D587=\" \",\" \",SUM(HA577:HA586))","v":" "},{"$f":"IF($D587=\" \",\" \",SUM(HB577:HB586))","v":" "},{"$f":"IF($D587=\" \",\" \",GZ587*HB587)","v":" "},{"$f":"IF($D587=\" \",\" \",1/HE587)","v":" "},{"$f":"IF($D587=\" \",\" \",SUM(HE577:HE586))","v":" "},{"$f":"IF($D587=\" \",\" \",SUM(HF577:HF586))","v":" "},{"$f":"IF($D587=\" \",\" \",HD587*HF587)","v":" "},{"$f":"IF($D587=\" \",\" \",1/HI587)","v":" "},{"$f":"IF($D587=\" \",\" \",SUM(HI577:HI586))","v":" "},{"$f":"IF($D587=\" \",\" \",SUM(HJ577:HJ586))","v":" "},{"$f":"IF($D587=\" \",\" \",HH587*HJ587)","v":" "},{"$f":"IF($D587=\" \",\" \",1/HM587)","v":" "},{"$f":"IF($D587=\" \",\" \",SUM(HM577:HM586))","v":" "},{"$f":"IF($D587=\" \",\" \",SUM(HN577:HN586))","v":" "},{"$f":"IF($D587=\" \",\" \",HL587*HN587)","v":" "},null,{"$f":"IF($D587=\"Full\",'Failure Persistence Storage'!AB587,0)","v":0},{"$f":"IF($D587=\"Full\",'Failure Persistence Storage'!AE587,0)","v":0},{"$f":"IF($D587=\"Full\",'Failure Persistence Storage'!AF587,0)","v":0},{"$f":"IF($D587=\"Full\",'Failure Persistence Storage'!AI587,0)","v":0},{"$f":"IF($D587=\"Full\",'Failure Persistence Storage'!AJ587,0)","v":0},{"$f":"IF($D587=\"Full\",'Failure Persistence Storage'!AM587,0)","v":0},{"$f":"IF($D587=\"Full\",'Failure Persistence Storage'!AN587,0)","v":0},{"$f":"IF($D587=\"Full\",'Failure Persistence Storage'!AQ587,0)","v":0},{"$f":"IF($D587=\"Full\",'Failure Persistence Storage'!AR587,0)","v":0},{"$f":"IF($D587=\"Full\",'Failure Persistence Storage'!AU587,0)","v":0},{"$f":"IF($D587=\"Full\",'Failure Persistence Storage'!AV587,0)","v":0},{"$f":"IF($D587=\"Full\",'Failure Persistence Storage'!AY587,0)","v":0},{"$f":"IF($D587=\"Full\",'Failure Persistence Storage'!AZ587,0)","v":0},{"$f":"IF($D587=\"Full\",'Failure Persistence Storage'!BC587,0)","v":0},{"$f":"IF($D587=\"Full\",'Failure Persistence Storage'!BD587,0)","v":0},{"$f":"IF($D587=\"Full\",'Failure Persistence Storage'!BG587,0)","v":0},{"$f":"IF($D587=\"Full\",'Failure Persistence Storage'!BH587,0)","v":0},{"$f":"IF($D587=\"Full\",'Failure Persistence Storage'!BK587,0)","v":0},{"$f":"IF($D587=\"Full\",'Failure Persistence Storage'!BL587,0)","v":0},{"$f":"IF($D587=\"Full\",'Failure Persistence Storage'!BO587,0)","v":0},{"$f":"IF($D587=\"Full\",'Failure Persistence Storage'!BP587,0)","v":0},{"$f":"IF($D587=\"Full\",'Failure Persistence Storage'!BS587,0)","v":0},{"$f":"IF($D587=\"Full\",'Failure Persistence Storage'!BT587,0)","v":0},{"$f":"IF($D587=\"Full\",'Failure Persistence Storage'!BW587,0)","v":0},{"$f":"IF($D587=\"Full\",'Failure Persistence Storage'!BX587,0)","v":0},{"$f":"IF($D587=\"Full\",'Failure Persistence Storage'!CA587,0)","v":0},{"$f":"IF($D587=\"Full\",'Failure Persistence Storage'!CB587,0)","v":0},{"$f":"IF($D587=\"Full\",'Failure Persistence Storage'!CE587,0)","v":0},{"$f":"IF($D587=\"Full\",'Failure Persistence Storage'!CF587,0)","v":0},{"$f":"IF($D587=\"Full\",'Failure Persistence Storage'!CI587,0)","v":0},{"$f":"IF($D587=\"Full\",'Failure Persistence Storage'!CJ587,0)","v":0},{"$f":"IF($D587=\"Full\",'Failure Persistence Storage'!CM587,0)","v":0},{"$f":"IF($D587=\"Full\",'Failure Persistence Storage'!CN587,0)","v":0},{"$f":"IF($D587=\"Full\",'Failure Persistence Storage'!CQ587,0)","v":0},{"$f":"IF($D587=\"Full\",'Failure Persistence Storage'!CR587,0)","v":0},{"$f":"IF($D587=\"Full\",'Failure Persistence Storage'!CU587,0)","v":0},{"$f":"IF($D587=\"Full\",'Failure Persistence Storage'!CV587,0)","v":0},{"$f":"IF($D587=\"Full\",'Failure Persistence Storage'!CY587,0)","v":0},{"$f":"IF($D587=\"Full\",'Failure Persistence Storage'!CZ587,0)","v":0},{"$f":"IF($D587=\"Full\",'Failure Persistence Storage'!DC587,0)","v":0},{"$f":"IF($D587=\"Full\",'Failure Persistence Storage'!DD587,0)","v":0},{"$f":"IF($D587=\"Full\",'Failure Persistence Storage'!DG587,0)","v":0},{"$f":"IF($D587=\"Full\",'Failure Persistence Storage'!DH587,0)","v":0},{"$f":"IF($D587=\"Full\",'Failure Persistence Storage'!DK587,0)","v":0},{"$f":"IF($D587=\"Full\",'Failure Persistence Storage'!DL587,0)","v":0},{"$f":"IF($D587=\"Full\",'Failure Persistence Storage'!DO587,0)","v":0},{"$f":"IF($D587=\"Full\",'Failure Persistence Storage'!DP587,0)","v":0},{"$f":"IF($D587=\"Full\",'Failure Persistence Storage'!DS587,0)","v":0},{"$f":"IF($D587=\"Full\",'Failure Persistence Storage'!DT587,0)","v":0},{"$f":"IF($D587=\"Full\",'Failure Persistence Storage'!DW587,0)","v":0},{"$f":"IF($D587=\"Full\",'Failure Persistence Storage'!DX587,0)","v":0},{"$f":"IF($D587=\"Full\",'Failure Persistence Storage'!EA587,0)","v":0},{"$f":"IF($D587=\"Full\",'Failure Persistence Storage'!EB587,0)","v":0},{"$f":"IF($D587=\"Full\",'Failure Persistence Storage'!EE587,0)","v":0},{"$f":"IF($D587=\"Full\",'Failure Persistence Storage'!EF587,0)","v":0},{"$f":"IF($D587=\"Full\",'Failure Persistence Storage'!EI587,0)","v":0},{"$f":"IF($D587=\"Full\",'Failure Persistence Storage'!EJ587,0)","v":0},{"$f":"IF($D587=\"Full\",'Failure Persistence Storage'!EM587,0)","v":0},{"$f":"IF($D587=\"Full\",'Failure Persistence Storage'!EN587,0)","v":0},{"$f":"IF($D587=\"Full\",'Failure Persistence Storage'!EQ587,0)","v":0},{"$f":"IF($D587=\"Full\",'Failure Persistence Storage'!ER587,0)","v":0},{"$f":"IF($D587=\"Full\",'Failure Persistence Storage'!EU587,0)","v":0},{"$f":"IF($D587=\"Full\",'Failure Persistence Storage'!EV587,0)","v":0},{"$f":"IF($D587=\"Full\",'Failure Persistence Storage'!EY587,0)","v":0},{"$f":"IF($D587=\"Full\",'Failure Persistence Storage'!EZ587,0)","v":0},{"$f":"IF($D587=\"Full\",'Failure Persistence Storage'!FC587,0)","v":0},{"$f":"IF($D587=\"Full\",'Failure Persistence Storage'!FD587,0)","v":0},{"$f":"IF($D587=\"Full\",'Failure Persistence Storage'!FG587,0)","v":0},{"$f":"IF($D587=\"Full\",'Failure Persistence Storage'!FH587,0)","v":0},{"$f":"IF($D587=\"Full\",'Failure Persistence Storage'!FK587,0)","v":0},{"$f":"IF($D587=\"Full\",'Failure Persistence Storage'!FL587,0)","v":0},{"$f":"IF($D587=\"Full\",'Failure Persistence Storage'!FO587,0)","v":0},{"$f":"IF($D587=\"Full\",'Failure Persistence Storage'!FP587,0)","v":0},{"$f":"IF($D587=\"Full\",'Failure Persistence Storage'!FS587,0)","v":0},{"$f":"IF($D587=\"Full\",'Failure Persistence Storage'!FT587,0)","v":0},{"$f":"IF($D587=\"Full\",'Failure Persistence Storage'!FW587,0)","v":0},{"$f":"IF($D587=\"Full\",'Failure Persistence Storage'!FX587,0)","v":0},{"$f":"IF($D587=\"Full\",'Failure Persistence Storage'!GA587,0)","v":0},{"$f":"IF($D587=\"Full\",'Failure Persistence Storage'!GB587,0)","v":0},{"$f":"IF($D587=\"Full\",'Failure Persistence Storage'!GE587,0)","v":0},{"$f":"IF($D587=\"Full\",'Failure Persistence Storage'!GF587,0)","v":0},{"$f":"IF($D587=\"Full\",'Failure Persistence Storage'!GI587,0)","v":0},{"$f":"IF($D587=\"Full\",'Failure Persistence Storage'!GJ587,0)","v":0},{"$f":"IF($D587=\"Full\",'Failure Persistence Storage'!GM587,0)","v":0},{"$f":"IF($D587=\"Full\",'Failure Persistence Storage'!GN587,0)","v":0},{"$f":"IF($D587=\"Full\",'Failure Persistence Storage'!GQ587,0)","v":0},{"$f":"IF($D587=\"Full\",'Failure Persistence Storage'!GR587,0)","v":0},{"$f":"IF($D587=\"Full\",'Failure Persistence Storage'!GU587,0)","v":0},{"$f":"IF($D587=\"Full\",'Failure Persistence Storage'!GV587,0)","v":0},{"$f":"IF($D587=\"Full\",'Failure Persistence Storage'!GY587,0)","v":0},{"$f":"IF($D587=\"Full\",'Failure Persistence Storage'!GZ587,0)","v":0},{"$f":"IF($D587=\"Full\",'Failure Persistence Storage'!HC587,0)","v":0},{"$f":"IF($D587=\"Full\",'Failure Persistence Storage'!HD587,0)","v":0},{"$f":"IF($D587=\"Full\",'Failure Persistence Storage'!HG587,0)","v":0},{"$f":"IF($D587=\"Full\",'Failure Persistence Storage'!HH587,0)","v":0},{"$f":"IF($D587=\"Full\",'Failure Persistence Storage'!HK587,0)","v":0},{"$f":"IF($D587=\"Full\",'Failure Persistence Storage'!HL587,0)","v":0},{"$f":"IF($D587=\"Full\",'Failure Persistence Storage'!HO587,0)","v":0}]
[null,"Summation Combination ",null,null,null,null,null,null,null,null,null,null,null,null,null,null,null,null,null,null,null,null,null,null,null,null,null,null,null,null,null,null,null,null,null,null,null,null,null,null,null,null,null,null,null,null,null,null,null,null,null,null,null,null,null,null,null,null,null,null,null,null,null,null,null,null,null,null,null,null,null,null,null,null,null,null,null,null,null,null,null,null,null,null,null,null,null,null,null,null,null,null,null,null,null,null,null,null,null,null,null,null,null,null,null,null,null,null,null,null,null,null,null,null,null,null,null,null,null,null,null,null,null,null,null,null,null,null,null,null,null,null,null,null,null,null,null,null,null,null,null,null,null,null,null,null,null,null,null,null,null,null,null,null,null,null,null,null,null,null,null,null,null,null,null,null,null,null,null,null,null,null,null,null,null,null,null,null,null,null,null,null,null,null,null,null,null,null,null,null,null,null,null,null,null,null,null,null,null,null,null,null,null,null,null,null,null,null,null,null,null,null,null,null,null,null,null,null,null,null,null,null,null,null,{"$f":"IF($D588=\"Full\",'Failure Persistence Storage'!AB588,0)","v":0},{"$f":"IF($D588=\"Full\",'Failure Persistence Storage'!AE588,0)","v":0},{"$f":"IF($D588=\"Full\",'Failure Persistence Storage'!AF588,0)","v":0},{"$f":"IF($D588=\"Full\",'Failure Persistence Storage'!AI588,0)","v":0},{"$f":"IF($D588=\"Full\",'Failure Persistence Storage'!AJ588,0)","v":0},{"$f":"IF($D588=\"Full\",'Failure Persistence Storage'!AM588,0)","v":0},{"$f":"IF($D588=\"Full\",'Failure Persistence Storage'!AN588,0)","v":0},{"$f":"IF($D588=\"Full\",'Failure Persistence Storage'!AQ588,0)","v":0},{"$f":"IF($D588=\"Full\",'Failure Persistence Storage'!AR588,0)","v":0},{"$f":"IF($D588=\"Full\",'Failure Persistence Storage'!AU588,0)","v":0},{"$f":"IF($D588=\"Full\",'Failure Persistence Storage'!AV588,0)","v":0},{"$f":"IF($D588=\"Full\",'Failure Persistence Storage'!AY588,0)","v":0},{"$f":"IF($D588=\"Full\",'Failure Persistence Storage'!AZ588,0)","v":0},{"$f":"IF($D588=\"Full\",'Failure Persistence Storage'!BC588,0)","v":0},{"$f":"IF($D588=\"Full\",'Failure Persistence Storage'!BD588,0)","v":0},{"$f":"IF($D588=\"Full\",'Failure Persistence Storage'!BG588,0)","v":0},{"$f":"IF($D588=\"Full\",'Failure Persistence Storage'!BH588,0)","v":0},{"$f":"IF($D588=\"Full\",'Failure Persistence Storage'!BK588,0)","v":0},{"$f":"IF($D588=\"Full\",'Failure Persistence Storage'!BL588,0)","v":0},{"$f":"IF($D588=\"Full\",'Failure Persistence Storage'!BO588,0)","v":0},{"$f":"IF($D588=\"Full\",'Failure Persistence Storage'!BP588,0)","v":0},{"$f":"IF($D588=\"Full\",'Failure Persistence Storage'!BS588,0)","v":0},{"$f":"IF($D588=\"Full\",'Failure Persistence Storage'!BT588,0)","v":0},{"$f":"IF($D588=\"Full\",'Failure Persistence Storage'!BW588,0)","v":0},{"$f":"IF($D588=\"Full\",'Failure Persistence Storage'!BX588,0)","v":0},{"$f":"IF($D588=\"Full\",'Failure Persistence Storage'!CA588,0)","v":0},{"$f":"IF($D588=\"Full\",'Failure Persistence Storage'!CB588,0)","v":0},{"$f":"IF($D588=\"Full\",'Failure Persistence Storage'!CE588,0)","v":0},{"$f":"IF($D588=\"Full\",'Failure Persistence Storage'!CF588,0)","v":0},{"$f":"IF($D588=\"Full\",'Failure Persistence Storage'!CI588,0)","v":0},{"$f":"IF($D588=\"Full\",'Failure Persistence Storage'!CJ588,0)","v":0},{"$f":"IF($D588=\"Full\",'Failure Persistence Storage'!CM588,0)","v":0},{"$f":"IF($D588=\"Full\",'Failure Persistence Storage'!CN588,0)","v":0},{"$f":"IF($D588=\"Full\",'Failure Persistence Storage'!CQ588,0)","v":0},{"$f":"IF($D588=\"Full\",'Failure Persistence Storage'!CR588,0)","v":0},{"$f":"IF($D588=\"Full\",'Failure Persistence Storage'!CU588,0)","v":0},{"$f":"IF($D588=\"Full\",'Failure Persistence Storage'!CV588,0)","v":0},{"$f":"IF($D588=\"Full\",'Failure Persistence Storage'!CY588,0)","v":0},{"$f":"IF($D588=\"Full\",'Failure Persistence Storage'!CZ588,0)","v":0},{"$f":"IF($D588=\"Full\",'Failure Persistence Storage'!DC588,0)","v":0},{"$f":"IF($D588=\"Full\",'Failure Persistence Storage'!DD588,0)","v":0},{"$f":"IF($D588=\"Full\",'Failure Persistence Storage'!DG588,0)","v":0},{"$f":"IF($D588=\"Full\",'Failure Persistence Storage'!DH588,0)","v":0},{"$f":"IF($D588=\"Full\",'Failure Persistence Storage'!DK588,0)","v":0},{"$f":"IF($D588=\"Full\",'Failure Persistence Storage'!DL588,0)","v":0},{"$f":"IF($D588=\"Full\",'Failure Persistence Storage'!DO588,0)","v":0},{"$f":"IF($D588=\"Full\",'Failure Persistence Storage'!DP588,0)","v":0},{"$f":"IF($D588=\"Full\",'Failure Persistence Storage'!DS588,0)","v":0},{"$f":"IF($D588=\"Full\",'Failure Persistence Storage'!DT588,0)","v":0},{"$f":"IF($D588=\"Full\",'Failure Persistence Storage'!DW588,0)","v":0},{"$f":"IF($D588=\"Full\",'Failure Persistence Storage'!DX588,0)","v":0},{"$f":"IF($D588=\"Full\",'Failure Persistence Storage'!EA588,0)","v":0},{"$f":"IF($D588=\"Full\",'Failure Persistence Storage'!EB588,0)","v":0},{"$f":"IF($D588=\"Full\",'Failure Persistence Storage'!EE588,0)","v":0},{"$f":"IF($D588=\"Full\",'Failure Persistence Storage'!EF588,0)","v":0},{"$f":"IF($D588=\"Full\",'Failure Persistence Storage'!EI588,0)","v":0},{"$f":"IF($D588=\"Full\",'Failure Persistence Storage'!EJ588,0)","v":0},{"$f":"IF($D588=\"Full\",'Failure Persistence Storage'!EM588,0)","v":0},{"$f":"IF($D588=\"Full\",'Failure Persistence Storage'!EN588,0)","v":0},{"$f":"IF($D588=\"Full\",'Failure Persistence Storage'!EQ588,0)","v":0},{"$f":"IF($D588=\"Full\",'Failure Persistence Storage'!ER588,0)","v":0},{"$f":"IF($D588=\"Full\",'Failure Persistence Storage'!EU588,0)","v":0},{"$f":"IF($D588=\"Full\",'Failure Persistence Storage'!EV588,0)","v":0},{"$f":"IF($D588=\"Full\",'Failure Persistence Storage'!EY588,0)","v":0},{"$f":"IF($D588=\"Full\",'Failure Persistence Storage'!EZ588,0)","v":0},{"$f":"IF($D588=\"Full\",'Failure Persistence Storage'!FC588,0)","v":0},{"$f":"IF($D588=\"Full\",'Failure Persistence Storage'!FD588,0)","v":0},{"$f":"IF($D588=\"Full\",'Failure Persistence Storage'!FG588,0)","v":0},{"$f":"IF($D588=\"Full\",'Failure Persistence Storage'!FH588,0)","v":0},{"$f":"IF($D588=\"Full\",'Failure Persistence Storage'!FK588,0)","v":0},{"$f":"IF($D588=\"Full\",'Failure Persistence Storage'!FL588,0)","v":0},{"$f":"IF($D588=\"Full\",'Failure Persistence Storage'!FO588,0)","v":0},{"$f":"IF($D588=\"Full\",'Failure Persistence Storage'!FP588,0)","v":0},{"$f":"IF($D588=\"Full\",'Failure Persistence Storage'!FS588,0)","v":0},{"$f":"IF($D588=\"Full\",'Failure Persistence Storage'!FT588,0)","v":0},{"$f":"IF($D588=\"Full\",'Failure Persistence Storage'!FW588,0)","v":0},{"$f":"IF($D588=\"Full\",'Failure Persistence Storage'!FX588,0)","v":0},{"$f":"IF($D588=\"Full\",'Failure Persistence Storage'!GA588,0)","v":0},{"$f":"IF($D588=\"Full\",'Failure Persistence Storage'!GB588,0)","v":0},{"$f":"IF($D588=\"Full\",'Failure Persistence Storage'!GE588,0)","v":0},{"$f":"IF($D588=\"Full\",'Failure Persistence Storage'!GF588,0)","v":0},{"$f":"IF($D588=\"Full\",'Failure Persistence Storage'!GI588,0)","v":0},{"$f":"IF($D588=\"Full\",'Failure Persistence Storage'!GJ588,0)","v":0},{"$f":"IF($D588=\"Full\",'Failure Persistence Storage'!GM588,0)","v":0},{"$f":"IF($D588=\"Full\",'Failure Persistence Storage'!GN588,0)","v":0},{"$f":"IF($D588=\"Full\",'Failure Persistence Storage'!GQ588,0)","v":0},{"$f":"IF($D588=\"Full\",'Failure Persistence Storage'!GR588,0)","v":0},{"$f":"IF($D588=\"Full\",'Failure Persistence Storage'!GU588,0)","v":0},{"$f":"IF($D588=\"Full\",'Failure Persistence Storage'!GV588,0)","v":0},{"$f":"IF($D588=\"Full\",'Failure Persistence Storage'!GY588,0)","v":0},{"$f":"IF($D588=\"Full\",'Failure Persistence Storage'!GZ588,0)","v":0},{"$f":"IF($D588=\"Full\",'Failure Persistence Storage'!HC588,0)","v":0},{"$f":"IF($D588=\"Full\",'Failure Persistence Storage'!HD588,0)","v":0},{"$f":"IF($D588=\"Full\",'Failure Persistence Storage'!HG588,0)","v":0},{"$f":"IF($D588=\"Full\",'Failure Persistence Storage'!HH588,0)","v":0},{"$f":"IF($D588=\"Full\",'Failure Persistence Storage'!HK588,0)","v":0},{"$f":"IF($D588=\"Full\",'Failure Persistence Storage'!HL588,0)","v":0},{"$f":"IF($D588=\"Full\",'Failure Persistence Storage'!HO588,0)","v":0}]
[null,null,null,{"$f":"IF($L589=0,\" \",INDIRECT(ADDRESS($L589,COLUMN(D589))))","v":" "},null,null,null,null,null,null,"Row Number",null,null,null,null,null,null,null,null,null,null,null,null,null,null,null,null,{"$f":"IF($L589=0,\" \",INDIRECT(ADDRESS($L589,COLUMN(AB589))))","v":" "}," "," "," "," "," "," "," "," "," "," "," "," "," "," "," ",{"$f":"IF($L589=0,\" \",INDIRECT(ADDRESS($L589,COLUMN(AR589))))","v":" "}," "," "," "," "," "," "," "," "," "," "," "," "," "," "," ",{"$f":"IF($L589=0,\" \",INDIRECT(ADDRESS($L589,COLUMN(BH589))))","v":" "}," "," "," "," "," "," "," "," "," "," "," "," "," "," "," ",{"$f":"IF($L589=0,\" \",INDIRECT(ADDRESS($L589,COLUMN(BX589))))","v":" "}," "," "," "," "," "," "," "," "," "," "," "," "," "," "," ",{"$f":"IF($L589=0,\" \",INDIRECT(ADDRESS($L589,COLUMN(CN589))))","v":" "}," "," "," "," "," "," "," "," "," "," "," "," "," "," "," ",{"$f":"IF($L589=0,\" \",INDIRECT(ADDRESS($L589,COLUMN(DD589))))","v":" "}," "," "," "," "," "," "," "," "," "," "," "," "," "," "," ",{"$f":"IF($L589=0,\" \",INDIRECT(ADDRESS($L589,COLUMN(DT589))))","v":" "}," "," "," "," "," "," "," "," "," "," "," "," "," "," "," ",{"$f":"IF($L589=0,\" \",INDIRECT(ADDRESS($L589,COLUMN(EJ589))))","v":" "}," "," "," "," "," "," "," "," "," "," "," "," "," "," "," ",{"$f":"IF($L589=0,\" \",INDIRECT(ADDRESS($L589,COLUMN(EZ589))))","v":" "}," "," "," "," "," "," "," "," "," "," "," "," "," "," "," ",{"$f":"IF($L589=0,\" \",INDIRECT(ADDRESS($L589,COLUMN(FP589))))","v":" "}," "," "," "," "," "," "," "," "," "," "," "," "," "," "," ",{"$f":"IF($L589=0,\" \",INDIRECT(ADDRESS($L589,COLUMN(GF589))))","v":" "}," "," "," "," "," "," "," "," "," "," "," "," "," "," "," ",{"$f":"IF($L589=0,\" \",INDIRECT(ADDRESS($L589,COLUMN(GV589))))","v":" "}," "," "," "," "," "," "," "," "," "," "," "," "," "," "," ",{"$f":"IF($L589=0,\" \",INDIRECT(ADDRESS($L589,COLUMN(HL589))))","v":" "}," "," "," ",null,{"$f":"IF($D589=\"Full\",'Failure Persistence Storage'!AB589,0)","v":0},{"$f":"IF($D589=\"Full\",'Failure Persistence Storage'!AE589,0)","v":0},{"$f":"IF($D589=\"Full\",'Failure Persistence Storage'!AF589,0)","v":0},{"$f":"IF($D589=\"Full\",'Failure Persistence Storage'!AI589,0)","v":0},{"$f":"IF($D589=\"Full\",'Failure Persistence Storage'!AJ589,0)","v":0},{"$f":"IF($D589=\"Full\",'Failure Persistence Storage'!AM589,0)","v":0},{"$f":"IF($D589=\"Full\",'Failure Persistence Storage'!AN589,0)","v":0},{"$f":"IF($D589=\"Full\",'Failure Persistence Storage'!AQ589,0)","v":0},{"$f":"IF($D589=\"Full\",'Failure Persistence Storage'!AR589,0)","v":0},{"$f":"IF($D589=\"Full\",'Failure Persistence Storage'!AU589,0)","v":0},{"$f":"IF($D589=\"Full\",'Failure Persistence Storage'!AV589,0)","v":0},{"$f":"IF($D589=\"Full\",'Failure Persistence Storage'!AY589,0)","v":0},{"$f":"IF($D589=\"Full\",'Failure Persistence Storage'!AZ589,0)","v":0},{"$f":"IF($D589=\"Full\",'Failure Persistence Storage'!BC589,0)","v":0},{"$f":"IF($D589=\"Full\",'Failure Persistence Storage'!BD589,0)","v":0},{"$f":"IF($D589=\"Full\",'Failure Persistence Storage'!BG589,0)","v":0},{"$f":"IF($D589=\"Full\",'Failure Persistence Storage'!BH589,0)","v":0},{"$f":"IF($D589=\"Full\",'Failure Persistence Storage'!BK589,0)","v":0},{"$f":"IF($D589=\"Full\",'Failure Persistence Storage'!BL589,0)","v":0},{"$f":"IF($D589=\"Full\",'Failure Persistence Storage'!BO589,0)","v":0},{"$f":"IF($D589=\"Full\",'Failure Persistence Storage'!BP589,0)","v":0},{"$f":"IF($D589=\"Full\",'Failure Persistence Storage'!BS589,0)","v":0},{"$f":"IF($D589=\"Full\",'Failure Persistence Storage'!BT589,0)","v":0},{"$f":"IF($D589=\"Full\",'Failure Persistence Storage'!BW589,0)","v":0},{"$f":"IF($D589=\"Full\",'Failure Persistence Storage'!BX589,0)","v":0},{"$f":"IF($D589=\"Full\",'Failure Persistence Storage'!CA589,0)","v":0},{"$f":"IF($D589=\"Full\",'Failure Persistence Storage'!CB589,0)","v":0},{"$f":"IF($D589=\"Full\",'Failure Persistence Storage'!CE589,0)","v":0},{"$f":"IF($D589=\"Full\",'Failure Persistence Storage'!CF589,0)","v":0},{"$f":"IF($D589=\"Full\",'Failure Persistence Storage'!CI589,0)","v":0},{"$f":"IF($D589=\"Full\",'Failure Persistence Storage'!CJ589,0)","v":0},{"$f":"IF($D589=\"Full\",'Failure Persistence Storage'!CM589,0)","v":0},{"$f":"IF($D589=\"Full\",'Failure Persistence Storage'!CN589,0)","v":0},{"$f":"IF($D589=\"Full\",'Failure Persistence Storage'!CQ589,0)","v":0},{"$f":"IF($D589=\"Full\",'Failure Persistence Storage'!CR589,0)","v":0},{"$f":"IF($D589=\"Full\",'Failure Persistence Storage'!CU589,0)","v":0},{"$f":"IF($D589=\"Full\",'Failure Persistence Storage'!CV589,0)","v":0},{"$f":"IF($D589=\"Full\",'Failure Persistence Storage'!CY589,0)","v":0},{"$f":"IF($D589=\"Full\",'Failure Persistence Storage'!CZ589,0)","v":0},{"$f":"IF($D589=\"Full\",'Failure Persistence Storage'!DC589,0)","v":0},{"$f":"IF($D589=\"Full\",'Failure Persistence Storage'!DD589,0)","v":0},{"$f":"IF($D589=\"Full\",'Failure Persistence Storage'!DG589,0)","v":0},{"$f":"IF($D589=\"Full\",'Failure Persistence Storage'!DH589,0)","v":0},{"$f":"IF($D589=\"Full\",'Failure Persistence Storage'!DK589,0)","v":0},{"$f":"IF($D589=\"Full\",'Failure Persistence Storage'!DL589,0)","v":0},{"$f":"IF($D589=\"Full\",'Failure Persistence Storage'!DO589,0)","v":0},{"$f":"IF($D589=\"Full\",'Failure Persistence Storage'!DP589,0)","v":0},{"$f":"IF($D589=\"Full\",'Failure Persistence Storage'!DS589,0)","v":0},{"$f":"IF($D589=\"Full\",'Failure Persistence Storage'!DT589,0)","v":0},{"$f":"IF($D589=\"Full\",'Failure Persistence Storage'!DW589,0)","v":0},{"$f":"IF($D589=\"Full\",'Failure Persistence Storage'!DX589,0)","v":0},{"$f":"IF($D589=\"Full\",'Failure Persistence Storage'!EA589,0)","v":0},{"$f":"IF($D589=\"Full\",'Failure Persistence Storage'!EB589,0)","v":0},{"$f":"IF($D589=\"Full\",'Failure Persistence Storage'!EE589,0)","v":0},{"$f":"IF($D589=\"Full\",'Failure Persistence Storage'!EF589,0)","v":0},{"$f":"IF($D589=\"Full\",'Failure Persistence Storage'!EI589,0)","v":0},{"$f":"IF($D589=\"Full\",'Failure Persistence Storage'!EJ589,0)","v":0},{"$f":"IF($D589=\"Full\",'Failure Persistence Storage'!EM589,0)","v":0},{"$f":"IF($D589=\"Full\",'Failure Persistence Storage'!EN589,0)","v":0},{"$f":"IF($D589=\"Full\",'Failure Persistence Storage'!EQ589,0)","v":0},{"$f":"IF($D589=\"Full\",'Failure Persistence Storage'!ER589,0)","v":0},{"$f":"IF($D589=\"Full\",'Failure Persistence Storage'!EU589,0)","v":0},{"$f":"IF($D589=\"Full\",'Failure Persistence Storage'!EV589,0)","v":0},{"$f":"IF($D589=\"Full\",'Failure Persistence Storage'!EY589,0)","v":0},{"$f":"IF($D589=\"Full\",'Failure Persistence Storage'!EZ589,0)","v":0},{"$f":"IF($D589=\"Full\",'Failure Persistence Storage'!FC589,0)","v":0},{"$f":"IF($D589=\"Full\",'Failure Persistence Storage'!FD589,0)","v":0},{"$f":"IF($D589=\"Full\",'Failure Persistence Storage'!FG589,0)","v":0},{"$f":"IF($D589=\"Full\",'Failure Persistence Storage'!FH589,0)","v":0},{"$f":"IF($D589=\"Full\",'Failure Persistence Storage'!FK589,0)","v":0},{"$f":"IF($D589=\"Full\",'Failure Persistence Storage'!FL589,0)","v":0},{"$f":"IF($D589=\"Full\",'Failure Persistence Storage'!FO589,0)","v":0},{"$f":"IF($D589=\"Full\",'Failure Persistence Storage'!FP589,0)","v":0},{"$f":"IF($D589=\"Full\",'Failure Persistence Storage'!FS589,0)","v":0},{"$f":"IF($D589=\"Full\",'Failure Persistence Storage'!FT589,0)","v":0},{"$f":"IF($D589=\"Full\",'Failure Persistence Storage'!FW589,0)","v":0},{"$f":"IF($D589=\"Full\",'Failure Persistence Storage'!FX589,0)","v":0},{"$f":"IF($D589=\"Full\",'Failure Persistence Storage'!GA589,0)","v":0},{"$f":"IF($D589=\"Full\",'Failure Persistence Storage'!GB589,0)","v":0},{"$f":"IF($D589=\"Full\",'Failure Persistence Storage'!GE589,0)","v":0},{"$f":"IF($D589=\"Full\",'Failure Persistence Storage'!GF589,0)","v":0},{"$f":"IF($D589=\"Full\",'Failure Persistence Storage'!GI589,0)","v":0},{"$f":"IF($D589=\"Full\",'Failure Persistence Storage'!GJ589,0)","v":0},{"$f":"IF($D589=\"Full\",'Failure Persistence Storage'!GM589,0)","v":0},{"$f":"IF($D589=\"Full\",'Failure Persistence Storage'!GN589,0)","v":0},{"$f":"IF($D589=\"Full\",'Failure Persistence Storage'!GQ589,0)","v":0},{"$f":"IF($D589=\"Full\",'Failure Persistence Storage'!GR589,0)","v":0},{"$f":"IF($D589=\"Full\",'Failure Persistence Storage'!GU589,0)","v":0},{"$f":"IF($D589=\"Full\",'Failure Persistence Storage'!GV589,0)","v":0},{"$f":"IF($D589=\"Full\",'Failure Persistence Storage'!GY589,0)","v":0},{"$f":"IF($D589=\"Full\",'Failure Persistence Storage'!GZ589,0)","v":0},{"$f":"IF($D589=\"Full\",'Failure Persistence Storage'!HC589,0)","v":0},{"$f":"IF($D589=\"Full\",'Failure Persistence Storage'!HD589,0)","v":0},{"$f":"IF($D589=\"Full\",'Failure Persistence Storage'!HG589,0)","v":0},{"$f":"IF($D589=\"Full\",'Failure Persistence Storage'!HH589,0)","v":0},{"$f":"IF($D589=\"Full\",'Failure Persistence Storage'!HK589,0)","v":0},{"$f":"IF($D589=\"Full\",'Failure Persistence Storage'!HL589,0)","v":0},{"$f":"IF($D589=\"Full\",'Failure Persistence Storage'!HO589,0)","v":0}]
[null,null,null," ",null,null,null,null,null,null,"Row Number",null,null,null,null,null,null,null,null,null,null,null,null,null,null,null,null," "," "," "," "," "," "," "," "," "," "," "," "," "," "," "," "," "," "," "," "," "," "," "," "," "," "," "," "," "," "," "," "," "," "," "," "," "," "," "," "," "," "," "," "," "," "," "," "," "," "," "," "," "," "," "," "," "," "," "," "," "," "," "," "," "," "," "," "," "," "," "," "," "," "," "," "," "," "," "," "," "," "," "," "," "," "," "," "," "," "," "," "," "," "," "," "," "," "," "," "," "," "," "," "," "," "," "," "," "," "," "," "," "," "," "," "," "," "," "," "," "," "," "," "," "," "," "," "," "," "," "," "," "," "," "," "," "," "," "," "," "," "," "," "," "," "," "," "," "," "," "," "," "," "," "," "," "," "," "," "," "," "," "," "," "," "," "," "," "," "," "," "," "," "," "," "," "," "," "," "," "," "," "," "," "," "," "," "," "," "," "," "," "," "," "," ",null,{"$f":"IF($D590=\"Full\",'Failure Persistence Storage'!AB590,0)","v":0},{"$f":"IF($D590=\"Full\",'Failure Persistence Storage'!AE590,0)","v":0},{"$f":"IF($D590=\"Full\",'Failure Persistence Storage'!AF590,0)","v":0},{"$f":"IF($D590=\"Full\",'Failure Persistence Storage'!AI590,0)","v":0},{"$f":"IF($D590=\"Full\",'Failure Persistence Storage'!AJ590,0)","v":0},{"$f":"IF($D590=\"Full\",'Failure Persistence Storage'!AM590,0)","v":0},{"$f":"IF($D590=\"Full\",'Failure Persistence Storage'!AN590,0)","v":0},{"$f":"IF($D590=\"Full\",'Failure Persistence Storage'!AQ590,0)","v":0},{"$f":"IF($D590=\"Full\",'Failure Persistence Storage'!AR590,0)","v":0},{"$f":"IF($D590=\"Full\",'Failure Persistence Storage'!AU590,0)","v":0},{"$f":"IF($D590=\"Full\",'Failure Persistence Storage'!AV590,0)","v":0},{"$f":"IF($D590=\"Full\",'Failure Persistence Storage'!AY590,0)","v":0},{"$f":"IF($D590=\"Full\",'Failure Persistence Storage'!AZ590,0)","v":0},{"$f":"IF($D590=\"Full\",'Failure Persistence Storage'!BC590,0)","v":0},{"$f":"IF($D590=\"Full\",'Failure Persistence Storage'!BD590,0)","v":0},{"$f":"IF($D590=\"Full\",'Failure Persistence Storage'!BG590,0)","v":0},{"$f":"IF($D590=\"Full\",'Failure Persistence Storage'!BH590,0)","v":0},{"$f":"IF($D590=\"Full\",'Failure Persistence Storage'!BK590,0)","v":0},{"$f":"IF($D590=\"Full\",'Failure Persistence Storage'!BL590,0)","v":0},{"$f":"IF($D590=\"Full\",'Failure Persistence Storage'!BO590,0)","v":0},{"$f":"IF($D590=\"Full\",'Failure Persistence Storage'!BP590,0)","v":0},{"$f":"IF($D590=\"Full\",'Failure Persistence Storage'!BS590,0)","v":0},{"$f":"IF($D590=\"Full\",'Failure Persistence Storage'!BT590,0)","v":0},{"$f":"IF($D590=\"Full\",'Failure Persistence Storage'!BW590,0)","v":0},{"$f":"IF($D590=\"Full\",'Failure Persistence Storage'!BX590,0)","v":0},{"$f":"IF($D590=\"Full\",'Failure Persistence Storage'!CA590,0)","v":0},{"$f":"IF($D590=\"Full\",'Failure Persistence Storage'!CB590,0)","v":0},{"$f":"IF($D590=\"Full\",'Failure Persistence Storage'!CE590,0)","v":0},{"$f":"IF($D590=\"Full\",'Failure Persistence Storage'!CF590,0)","v":0},{"$f":"IF($D590=\"Full\",'Failure Persistence Storage'!CI590,0)","v":0},{"$f":"IF($D590=\"Full\",'Failure Persistence Storage'!CJ590,0)","v":0},{"$f":"IF($D590=\"Full\",'Failure Persistence Storage'!CM590,0)","v":0},{"$f":"IF($D590=\"Full\",'Failure Persistence Storage'!CN590,0)","v":0},{"$f":"IF($D590=\"Full\",'Failure Persistence Storage'!CQ590,0)","v":0},{"$f":"IF($D590=\"Full\",'Failure Persistence Storage'!CR590,0)","v":0},{"$f":"IF($D590=\"Full\",'Failure Persistence Storage'!CU590,0)","v":0},{"$f":"IF($D590=\"Full\",'Failure Persistence Storage'!CV590,0)","v":0},{"$f":"IF($D590=\"Full\",'Failure Persistence Storage'!CY590,0)","v":0},{"$f":"IF($D590=\"Full\",'Failure Persistence Storage'!CZ590,0)","v":0},{"$f":"IF($D590=\"Full\",'Failure Persistence Storage'!DC590,0)","v":0},{"$f":"IF($D590=\"Full\",'Failure Persistence Storage'!DD590,0)","v":0},{"$f":"IF($D590=\"Full\",'Failure Persistence Storage'!DG590,0)","v":0},{"$f":"IF($D590=\"Full\",'Failure Persistence Storage'!DH590,0)","v":0},{"$f":"IF($D590=\"Full\",'Failure Persistence Storage'!DK590,0)","v":0},{"$f":"IF($D590=\"Full\",'Failure Persistence Storage'!DL590,0)","v":0},{"$f":"IF($D590=\"Full\",'Failure Persistence Storage'!DO590,0)","v":0},{"$f":"IF($D590=\"Full\",'Failure Persistence Storage'!DP590,0)","v":0},{"$f":"IF($D590=\"Full\",'Failure Persistence Storage'!DS590,0)","v":0},{"$f":"IF($D590=\"Full\",'Failure Persistence Storage'!DT590,0)","v":0},{"$f":"IF($D590=\"Full\",'Failure Persistence Storage'!DW590,0)","v":0},{"$f":"IF($D590=\"Full\",'Failure Persistence Storage'!DX590,0)","v":0},{"$f":"IF($D590=\"Full\",'Failure Persistence Storage'!EA590,0)","v":0},{"$f":"IF($D590=\"Full\",'Failure Persistence Storage'!EB590,0)","v":0},{"$f":"IF($D590=\"Full\",'Failure Persistence Storage'!EE590,0)","v":0},{"$f":"IF($D590=\"Full\",'Failure Persistence Storage'!EF590,0)","v":0},{"$f":"IF($D590=\"Full\",'Failure Persistence Storage'!EI590,0)","v":0},{"$f":"IF($D590=\"Full\",'Failure Persistence Storage'!EJ590,0)","v":0},{"$f":"IF($D590=\"Full\",'Failure Persistence Storage'!EM590,0)","v":0},{"$f":"IF($D590=\"Full\",'Failure Persistence Storage'!EN590,0)","v":0},{"$f":"IF($D590=\"Full\",'Failure Persistence Storage'!EQ590,0)","v":0},{"$f":"IF($D590=\"Full\",'Failure Persistence Storage'!ER590,0)","v":0},{"$f":"IF($D590=\"Full\",'Failure Persistence Storage'!EU590,0)","v":0},{"$f":"IF($D590=\"Full\",'Failure Persistence Storage'!EV590,0)","v":0},{"$f":"IF($D590=\"Full\",'Failure Persistence Storage'!EY590,0)","v":0},{"$f":"IF($D590=\"Full\",'Failure Persistence Storage'!EZ590,0)","v":0},{"$f":"IF($D590=\"Full\",'Failure Persistence Storage'!FC590,0)","v":0},{"$f":"IF($D590=\"Full\",'Failure Persistence Storage'!FD590,0)","v":0},{"$f":"IF($D590=\"Full\",'Failure Persistence Storage'!FG590,0)","v":0},{"$f":"IF($D590=\"Full\",'Failure Persistence Storage'!FH590,0)","v":0},{"$f":"IF($D590=\"Full\",'Failure Persistence Storage'!FK590,0)","v":0},{"$f":"IF($D590=\"Full\",'Failure Persistence Storage'!FL590,0)","v":0},{"$f":"IF($D590=\"Full\",'Failure Persistence Storage'!FO590,0)","v":0},{"$f":"IF($D590=\"Full\",'Failure Persistence Storage'!FP590,0)","v":0},{"$f":"IF($D590=\"Full\",'Failure Persistence Storage'!FS590,0)","v":0},{"$f":"IF($D590=\"Full\",'Failure Persistence Storage'!FT590,0)","v":0},{"$f":"IF($D590=\"Full\",'Failure Persistence Storage'!FW590,0)","v":0},{"$f":"IF($D590=\"Full\",'Failure Persistence Storage'!FX590,0)","v":0},{"$f":"IF($D590=\"Full\",'Failure Persistence Storage'!GA590,0)","v":0},{"$f":"IF($D590=\"Full\",'Failure Persistence Storage'!GB590,0)","v":0},{"$f":"IF($D590=\"Full\",'Failure Persistence Storage'!GE590,0)","v":0},{"$f":"IF($D590=\"Full\",'Failure Persistence Storage'!GF590,0)","v":0},{"$f":"IF($D590=\"Full\",'Failure Persistence Storage'!GI590,0)","v":0},{"$f":"IF($D590=\"Full\",'Failure Persistence Storage'!GJ590,0)","v":0},{"$f":"IF($D590=\"Full\",'Failure Persistence Storage'!GM590,0)","v":0},{"$f":"IF($D590=\"Full\",'Failure Persistence Storage'!GN590,0)","v":0},{"$f":"IF($D590=\"Full\",'Failure Persistence Storage'!GQ590,0)","v":0},{"$f":"IF($D590=\"Full\",'Failure Persistence Storage'!GR590,0)","v":0},{"$f":"IF($D590=\"Full\",'Failure Persistence Storage'!GU590,0)","v":0},{"$f":"IF($D590=\"Full\",'Failure Persistence Storage'!GV590,0)","v":0},{"$f":"IF($D590=\"Full\",'Failure Persistence Storage'!GY590,0)","v":0},{"$f":"IF($D590=\"Full\",'Failure Persistence Storage'!GZ590,0)","v":0},{"$f":"IF($D590=\"Full\",'Failure Persistence Storage'!HC590,0)","v":0},{"$f":"IF($D590=\"Full\",'Failure Persistence Storage'!HD590,0)","v":0},{"$f":"IF($D590=\"Full\",'Failure Persistence Storage'!HG590,0)","v":0},{"$f":"IF($D590=\"Full\",'Failure Persistence Storage'!HH590,0)","v":0},{"$f":"IF($D590=\"Full\",'Failure Persistence Storage'!HK590,0)","v":0},{"$f":"IF($D590=\"Full\",'Failure Persistence Storage'!HL590,0)","v":0},{"$f":"IF($D590=\"Full\",'Failure Persistence Storage'!HO590,0)","v":0}]
[null,null,null," ",null,null,null,null,null,null,"Row Number",null,null,null,null,null,null,null,null,null,null,null,null,null,null,null,null," "," "," "," "," "," "," "," "," "," "," "," "," "," "," "," "," "," "," "," "," "," "," "," "," "," "," "," "," "," "," "," "," "," "," "," "," "," "," "," "," "," "," "," "," "," "," "," "," "," "," "," "," "," "," "," "," "," "," "," "," "," "," "," "," "," "," "," "," "," "," "," "," "," "," "," "," "," "," "," "," "," "," "," "," "," "," "," "," "," "," "," "," "," "," "," "," "," "," "," "," "," "," "," "," "," "," "," "," "," "," "," "," "," "," "," "," "," "," "," "," "," "," "," "," "," "," "," "," "," "," "," "," "," "," "," "," "," "," "," "," "," "," "," "," "," "," "," "," "," "," "," "," "," "," "," "," "," "," "," "," "," "," "," "," "," "," "," "," "," "," "," "," "," "," "," "," "," "," "," "," "," "," "," "," "," "," "," "," "," "," "," "," "," "," "," ",null,{"$f":"IF($D591=\"Full\",'Failure Persistence Storage'!AB591,0)","v":0},{"$f":"IF($D591=\"Full\",'Failure Persistence Storage'!AE591,0)","v":0},{"$f":"IF($D591=\"Full\",'Failure Persistence Storage'!AF591,0)","v":0},{"$f":"IF($D591=\"Full\",'Failure Persistence Storage'!AI591,0)","v":0},{"$f":"IF($D591=\"Full\",'Failure Persistence Storage'!AJ591,0)","v":0},{"$f":"IF($D591=\"Full\",'Failure Persistence Storage'!AM591,0)","v":0},{"$f":"IF($D591=\"Full\",'Failure Persistence Storage'!AN591,0)","v":0},{"$f":"IF($D591=\"Full\",'Failure Persistence Storage'!AQ591,0)","v":0},{"$f":"IF($D591=\"Full\",'Failure Persistence Storage'!AR591,0)","v":0},{"$f":"IF($D591=\"Full\",'Failure Persistence Storage'!AU591,0)","v":0},{"$f":"IF($D591=\"Full\",'Failure Persistence Storage'!AV591,0)","v":0},{"$f":"IF($D591=\"Full\",'Failure Persistence Storage'!AY591,0)","v":0},{"$f":"IF($D591=\"Full\",'Failure Persistence Storage'!AZ591,0)","v":0},{"$f":"IF($D591=\"Full\",'Failure Persistence Storage'!BC591,0)","v":0},{"$f":"IF($D591=\"Full\",'Failure Persistence Storage'!BD591,0)","v":0},{"$f":"IF($D591=\"Full\",'Failure Persistence Storage'!BG591,0)","v":0},{"$f":"IF($D591=\"Full\",'Failure Persistence Storage'!BH591,0)","v":0},{"$f":"IF($D591=\"Full\",'Failure Persistence Storage'!BK591,0)","v":0},{"$f":"IF($D591=\"Full\",'Failure Persistence Storage'!BL591,0)","v":0},{"$f":"IF($D591=\"Full\",'Failure Persistence Storage'!BO591,0)","v":0},{"$f":"IF($D591=\"Full\",'Failure Persistence Storage'!BP591,0)","v":0},{"$f":"IF($D591=\"Full\",'Failure Persistence Storage'!BS591,0)","v":0},{"$f":"IF($D591=\"Full\",'Failure Persistence Storage'!BT591,0)","v":0},{"$f":"IF($D591=\"Full\",'Failure Persistence Storage'!BW591,0)","v":0},{"$f":"IF($D591=\"Full\",'Failure Persistence Storage'!BX591,0)","v":0},{"$f":"IF($D591=\"Full\",'Failure Persistence Storage'!CA591,0)","v":0},{"$f":"IF($D591=\"Full\",'Failure Persistence Storage'!CB591,0)","v":0},{"$f":"IF($D591=\"Full\",'Failure Persistence Storage'!CE591,0)","v":0},{"$f":"IF($D591=\"Full\",'Failure Persistence Storage'!CF591,0)","v":0},{"$f":"IF($D591=\"Full\",'Failure Persistence Storage'!CI591,0)","v":0},{"$f":"IF($D591=\"Full\",'Failure Persistence Storage'!CJ591,0)","v":0},{"$f":"IF($D591=\"Full\",'Failure Persistence Storage'!CM591,0)","v":0},{"$f":"IF($D591=\"Full\",'Failure Persistence Storage'!CN591,0)","v":0},{"$f":"IF($D591=\"Full\",'Failure Persistence Storage'!CQ591,0)","v":0},{"$f":"IF($D591=\"Full\",'Failure Persistence Storage'!CR591,0)","v":0},{"$f":"IF($D591=\"Full\",'Failure Persistence Storage'!CU591,0)","v":0},{"$f":"IF($D591=\"Full\",'Failure Persistence Storage'!CV591,0)","v":0},{"$f":"IF($D591=\"Full\",'Failure Persistence Storage'!CY591,0)","v":0},{"$f":"IF($D591=\"Full\",'Failure Persistence Storage'!CZ591,0)","v":0},{"$f":"IF($D591=\"Full\",'Failure Persistence Storage'!DC591,0)","v":0},{"$f":"IF($D591=\"Full\",'Failure Persistence Storage'!DD591,0)","v":0},{"$f":"IF($D591=\"Full\",'Failure Persistence Storage'!DG591,0)","v":0},{"$f":"IF($D591=\"Full\",'Failure Persistence Storage'!DH591,0)","v":0},{"$f":"IF($D591=\"Full\",'Failure Persistence Storage'!DK591,0)","v":0},{"$f":"IF($D591=\"Full\",'Failure Persistence Storage'!DL591,0)","v":0},{"$f":"IF($D591=\"Full\",'Failure Persistence Storage'!DO591,0)","v":0},{"$f":"IF($D591=\"Full\",'Failure Persistence Storage'!DP591,0)","v":0},{"$f":"IF($D591=\"Full\",'Failure Persistence Storage'!DS591,0)","v":0},{"$f":"IF($D591=\"Full\",'Failure Persistence Storage'!DT591,0)","v":0},{"$f":"IF($D591=\"Full\",'Failure Persistence Storage'!DW591,0)","v":0},{"$f":"IF($D591=\"Full\",'Failure Persistence Storage'!DX591,0)","v":0},{"$f":"IF($D591=\"Full\",'Failure Persistence Storage'!EA591,0)","v":0},{"$f":"IF($D591=\"Full\",'Failure Persistence Storage'!EB591,0)","v":0},{"$f":"IF($D591=\"Full\",'Failure Persistence Storage'!EE591,0)","v":0},{"$f":"IF($D591=\"Full\",'Failure Persistence Storage'!EF591,0)","v":0},{"$f":"IF($D591=\"Full\",'Failure Persistence Storage'!EI591,0)","v":0},{"$f":"IF($D591=\"Full\",'Failure Persistence Storage'!EJ591,0)","v":0},{"$f":"IF($D591=\"Full\",'Failure Persistence Storage'!EM591,0)","v":0},{"$f":"IF($D591=\"Full\",'Failure Persistence Storage'!EN591,0)","v":0},{"$f":"IF($D591=\"Full\",'Failure Persistence Storage'!EQ591,0)","v":0},{"$f":"IF($D591=\"Full\",'Failure Persistence Storage'!ER591,0)","v":0},{"$f":"IF($D591=\"Full\",'Failure Persistence Storage'!EU591,0)","v":0},{"$f":"IF($D591=\"Full\",'Failure Persistence Storage'!EV591,0)","v":0},{"$f":"IF($D591=\"Full\",'Failure Persistence Storage'!EY591,0)","v":0},{"$f":"IF($D591=\"Full\",'Failure Persistence Storage'!EZ591,0)","v":0},{"$f":"IF($D591=\"Full\",'Failure Persistence Storage'!FC591,0)","v":0},{"$f":"IF($D591=\"Full\",'Failure Persistence Storage'!FD591,0)","v":0},{"$f":"IF($D591=\"Full\",'Failure Persistence Storage'!FG591,0)","v":0},{"$f":"IF($D591=\"Full\",'Failure Persistence Storage'!FH591,0)","v":0},{"$f":"IF($D591=\"Full\",'Failure Persistence Storage'!FK591,0)","v":0},{"$f":"IF($D591=\"Full\",'Failure Persistence Storage'!FL591,0)","v":0},{"$f":"IF($D591=\"Full\",'Failure Persistence Storage'!FO591,0)","v":0},{"$f":"IF($D591=\"Full\",'Failure Persistence Storage'!FP591,0)","v":0},{"$f":"IF($D591=\"Full\",'Failure Persistence Storage'!FS591,0)","v":0},{"$f":"IF($D591=\"Full\",'Failure Persistence Storage'!FT591,0)","v":0},{"$f":"IF($D591=\"Full\",'Failure Persistence Storage'!FW591,0)","v":0},{"$f":"IF($D591=\"Full\",'Failure Persistence Storage'!FX591,0)","v":0},{"$f":"IF($D591=\"Full\",'Failure Persistence Storage'!GA591,0)","v":0},{"$f":"IF($D591=\"Full\",'Failure Persistence Storage'!GB591,0)","v":0},{"$f":"IF($D591=\"Full\",'Failure Persistence Storage'!GE591,0)","v":0},{"$f":"IF($D591=\"Full\",'Failure Persistence Storage'!GF591,0)","v":0},{"$f":"IF($D591=\"Full\",'Failure Persistence Storage'!GI591,0)","v":0},{"$f":"IF($D591=\"Full\",'Failure Persistence Storage'!GJ591,0)","v":0},{"$f":"IF($D591=\"Full\",'Failure Persistence Storage'!GM591,0)","v":0},{"$f":"IF($D591=\"Full\",'Failure Persistence Storage'!GN591,0)","v":0},{"$f":"IF($D591=\"Full\",'Failure Persistence Storage'!GQ591,0)","v":0},{"$f":"IF($D591=\"Full\",'Failure Persistence Storage'!GR591,0)","v":0},{"$f":"IF($D591=\"Full\",'Failure Persistence Storage'!GU591,0)","v":0},{"$f":"IF($D591=\"Full\",'Failure Persistence Storage'!GV591,0)","v":0},{"$f":"IF($D591=\"Full\",'Failure Persistence Storage'!GY591,0)","v":0},{"$f":"IF($D591=\"Full\",'Failure Persistence Storage'!GZ591,0)","v":0},{"$f":"IF($D591=\"Full\",'Failure Persistence Storage'!HC591,0)","v":0},{"$f":"IF($D591=\"Full\",'Failure Persistence Storage'!HD591,0)","v":0},{"$f":"IF($D591=\"Full\",'Failure Persistence Storage'!HG591,0)","v":0},{"$f":"IF($D591=\"Full\",'Failure Persistence Storage'!HH591,0)","v":0},{"$f":"IF($D591=\"Full\",'Failure Persistence Storage'!HK591,0)","v":0},{"$f":"IF($D591=\"Full\",'Failure Persistence Storage'!HL591,0)","v":0},{"$f":"IF($D591=\"Full\",'Failure Persistence Storage'!HO591,0)","v":0}]
[null,null,null," ",null,null,null,null,null,null,"Row Number",null,null,null,null,null,null,null,null,null,null,null,null,null,null,null,null," "," "," "," "," "," "," "," "," "," "," "," "," "," "," "," "," "," "," "," "," "," "," "," "," "," "," "," "," "," "," "," "," "," "," "," "," "," "," "," "," "," "," "," "," "," "," "," "," "," "," "," "," "," "," "," "," "," "," "," "," "," "," "," "," "," "," "," "," "," "," "," "," "," "," "," "," "," "," "," "," "," "," "," "," "," "," "," "," "," "," "," "," "," "," "," "," "," "," "," "," "," "," "," "," "," "," "," "," "," "," "," "," "," "," "," "," "," "," "," "," "," "," "," "," "," "," "," "," "," "," "," "," "," "," "," "," "," "," "," "," "," "," "," "," "," "," "," "," "," "," "," "," "," "," "," "," "," "," "," "," "," "," "," "," "," "," "," "," "," "," "," "," "," "," "," "," "," "," "," "," "," "," "," "," "," "," "," "," "," "," "," "," "," "," "," ",null,{"$f":"IF($D592=\"Full\",'Failure Persistence Storage'!AB592,0)","v":0},{"$f":"IF($D592=\"Full\",'Failure Persistence Storage'!AE592,0)","v":0},{"$f":"IF($D592=\"Full\",'Failure Persistence Storage'!AF592,0)","v":0},{"$f":"IF($D592=\"Full\",'Failure Persistence Storage'!AI592,0)","v":0},{"$f":"IF($D592=\"Full\",'Failure Persistence Storage'!AJ592,0)","v":0},{"$f":"IF($D592=\"Full\",'Failure Persistence Storage'!AM592,0)","v":0},{"$f":"IF($D592=\"Full\",'Failure Persistence Storage'!AN592,0)","v":0},{"$f":"IF($D592=\"Full\",'Failure Persistence Storage'!AQ592,0)","v":0},{"$f":"IF($D592=\"Full\",'Failure Persistence Storage'!AR592,0)","v":0},{"$f":"IF($D592=\"Full\",'Failure Persistence Storage'!AU592,0)","v":0},{"$f":"IF($D592=\"Full\",'Failure Persistence Storage'!AV592,0)","v":0},{"$f":"IF($D592=\"Full\",'Failure Persistence Storage'!AY592,0)","v":0},{"$f":"IF($D592=\"Full\",'Failure Persistence Storage'!AZ592,0)","v":0},{"$f":"IF($D592=\"Full\",'Failure Persistence Storage'!BC592,0)","v":0},{"$f":"IF($D592=\"Full\",'Failure Persistence Storage'!BD592,0)","v":0},{"$f":"IF($D592=\"Full\",'Failure Persistence Storage'!BG592,0)","v":0},{"$f":"IF($D592=\"Full\",'Failure Persistence Storage'!BH592,0)","v":0},{"$f":"IF($D592=\"Full\",'Failure Persistence Storage'!BK592,0)","v":0},{"$f":"IF($D592=\"Full\",'Failure Persistence Storage'!BL592,0)","v":0},{"$f":"IF($D592=\"Full\",'Failure Persistence Storage'!BO592,0)","v":0},{"$f":"IF($D592=\"Full\",'Failure Persistence Storage'!BP592,0)","v":0},{"$f":"IF($D592=\"Full\",'Failure Persistence Storage'!BS592,0)","v":0},{"$f":"IF($D592=\"Full\",'Failure Persistence Storage'!BT592,0)","v":0},{"$f":"IF($D592=\"Full\",'Failure Persistence Storage'!BW592,0)","v":0},{"$f":"IF($D592=\"Full\",'Failure Persistence Storage'!BX592,0)","v":0},{"$f":"IF($D592=\"Full\",'Failure Persistence Storage'!CA592,0)","v":0},{"$f":"IF($D592=\"Full\",'Failure Persistence Storage'!CB592,0)","v":0},{"$f":"IF($D592=\"Full\",'Failure Persistence Storage'!CE592,0)","v":0},{"$f":"IF($D592=\"Full\",'Failure Persistence Storage'!CF592,0)","v":0},{"$f":"IF($D592=\"Full\",'Failure Persistence Storage'!CI592,0)","v":0},{"$f":"IF($D592=\"Full\",'Failure Persistence Storage'!CJ592,0)","v":0},{"$f":"IF($D592=\"Full\",'Failure Persistence Storage'!CM592,0)","v":0},{"$f":"IF($D592=\"Full\",'Failure Persistence Storage'!CN592,0)","v":0},{"$f":"IF($D592=\"Full\",'Failure Persistence Storage'!CQ592,0)","v":0},{"$f":"IF($D592=\"Full\",'Failure Persistence Storage'!CR592,0)","v":0},{"$f":"IF($D592=\"Full\",'Failure Persistence Storage'!CU592,0)","v":0},{"$f":"IF($D592=\"Full\",'Failure Persistence Storage'!CV592,0)","v":0},{"$f":"IF($D592=\"Full\",'Failure Persistence Storage'!CY592,0)","v":0},{"$f":"IF($D592=\"Full\",'Failure Persistence Storage'!CZ592,0)","v":0},{"$f":"IF($D592=\"Full\",'Failure Persistence Storage'!DC592,0)","v":0},{"$f":"IF($D592=\"Full\",'Failure Persistence Storage'!DD592,0)","v":0},{"$f":"IF($D592=\"Full\",'Failure Persistence Storage'!DG592,0)","v":0},{"$f":"IF($D592=\"Full\",'Failure Persistence Storage'!DH592,0)","v":0},{"$f":"IF($D592=\"Full\",'Failure Persistence Storage'!DK592,0)","v":0},{"$f":"IF($D592=\"Full\",'Failure Persistence Storage'!DL592,0)","v":0},{"$f":"IF($D592=\"Full\",'Failure Persistence Storage'!DO592,0)","v":0},{"$f":"IF($D592=\"Full\",'Failure Persistence Storage'!DP592,0)","v":0},{"$f":"IF($D592=\"Full\",'Failure Persistence Storage'!DS592,0)","v":0},{"$f":"IF($D592=\"Full\",'Failure Persistence Storage'!DT592,0)","v":0},{"$f":"IF($D592=\"Full\",'Failure Persistence Storage'!DW592,0)","v":0},{"$f":"IF($D592=\"Full\",'Failure Persistence Storage'!DX592,0)","v":0},{"$f":"IF($D592=\"Full\",'Failure Persistence Storage'!EA592,0)","v":0},{"$f":"IF($D592=\"Full\",'Failure Persistence Storage'!EB592,0)","v":0},{"$f":"IF($D592=\"Full\",'Failure Persistence Storage'!EE592,0)","v":0},{"$f":"IF($D592=\"Full\",'Failure Persistence Storage'!EF592,0)","v":0},{"$f":"IF($D592=\"Full\",'Failure Persistence Storage'!EI592,0)","v":0},{"$f":"IF($D592=\"Full\",'Failure Persistence Storage'!EJ592,0)","v":0},{"$f":"IF($D592=\"Full\",'Failure Persistence Storage'!EM592,0)","v":0},{"$f":"IF($D592=\"Full\",'Failure Persistence Storage'!EN592,0)","v":0},{"$f":"IF($D592=\"Full\",'Failure Persistence Storage'!EQ592,0)","v":0},{"$f":"IF($D592=\"Full\",'Failure Persistence Storage'!ER592,0)","v":0},{"$f":"IF($D592=\"Full\",'Failure Persistence Storage'!EU592,0)","v":0},{"$f":"IF($D592=\"Full\",'Failure Persistence Storage'!EV592,0)","v":0},{"$f":"IF($D592=\"Full\",'Failure Persistence Storage'!EY592,0)","v":0},{"$f":"IF($D592=\"Full\",'Failure Persistence Storage'!EZ592,0)","v":0},{"$f":"IF($D592=\"Full\",'Failure Persistence Storage'!FC592,0)","v":0},{"$f":"IF($D592=\"Full\",'Failure Persistence Storage'!FD592,0)","v":0},{"$f":"IF($D592=\"Full\",'Failure Persistence Storage'!FG592,0)","v":0},{"$f":"IF($D592=\"Full\",'Failure Persistence Storage'!FH592,0)","v":0},{"$f":"IF($D592=\"Full\",'Failure Persistence Storage'!FK592,0)","v":0},{"$f":"IF($D592=\"Full\",'Failure Persistence Storage'!FL592,0)","v":0},{"$f":"IF($D592=\"Full\",'Failure Persistence Storage'!FO592,0)","v":0},{"$f":"IF($D592=\"Full\",'Failure Persistence Storage'!FP592,0)","v":0},{"$f":"IF($D592=\"Full\",'Failure Persistence Storage'!FS592,0)","v":0},{"$f":"IF($D592=\"Full\",'Failure Persistence Storage'!FT592,0)","v":0},{"$f":"IF($D592=\"Full\",'Failure Persistence Storage'!FW592,0)","v":0},{"$f":"IF($D592=\"Full\",'Failure Persistence Storage'!FX592,0)","v":0},{"$f":"IF($D592=\"Full\",'Failure Persistence Storage'!GA592,0)","v":0},{"$f":"IF($D592=\"Full\",'Failure Persistence Storage'!GB592,0)","v":0},{"$f":"IF($D592=\"Full\",'Failure Persistence Storage'!GE592,0)","v":0},{"$f":"IF($D592=\"Full\",'Failure Persistence Storage'!GF592,0)","v":0},{"$f":"IF($D592=\"Full\",'Failure Persistence Storage'!GI592,0)","v":0},{"$f":"IF($D592=\"Full\",'Failure Persistence Storage'!GJ592,0)","v":0},{"$f":"IF($D592=\"Full\",'Failure Persistence Storage'!GM592,0)","v":0},{"$f":"IF($D592=\"Full\",'Failure Persistence Storage'!GN592,0)","v":0},{"$f":"IF($D592=\"Full\",'Failure Persistence Storage'!GQ592,0)","v":0},{"$f":"IF($D592=\"Full\",'Failure Persistence Storage'!GR592,0)","v":0},{"$f":"IF($D592=\"Full\",'Failure Persistence Storage'!GU592,0)","v":0},{"$f":"IF($D592=\"Full\",'Failure Persistence Storage'!GV592,0)","v":0},{"$f":"IF($D592=\"Full\",'Failure Persistence Storage'!GY592,0)","v":0},{"$f":"IF($D592=\"Full\",'Failure Persistence Storage'!GZ592,0)","v":0},{"$f":"IF($D592=\"Full\",'Failure Persistence Storage'!HC592,0)","v":0},{"$f":"IF($D592=\"Full\",'Failure Persistence Storage'!HD592,0)","v":0},{"$f":"IF($D592=\"Full\",'Failure Persistence Storage'!HG592,0)","v":0},{"$f":"IF($D592=\"Full\",'Failure Persistence Storage'!HH592,0)","v":0},{"$f":"IF($D592=\"Full\",'Failure Persistence Storage'!HK592,0)","v":0},{"$f":"IF($D592=\"Full\",'Failure Persistence Storage'!HL592,0)","v":0},{"$f":"IF($D592=\"Full\",'Failure Persistence Storage'!HO592,0)","v":0}]
[null,null,null," ",null,null,null,null,null,null,"Row Number",null,null,null,null,null,null,null,null,null,null,null,null,null,null,null,null," "," "," "," "," "," "," "," "," "," "," "," "," "," "," "," "," "," "," "," "," "," "," "," "," "," "," "," "," "," "," "," "," "," "," "," "," "," "," "," "," "," "," "," "," "," "," "," "," "," "," "," "," "," "," "," "," "," "," "," "," "," "," "," "," "," "," "," "," "," "," "," "," "," "," "," "," "," "," "," "," "," "," "," "," "," "," "," "," "," "," "," "," "," "," "," "," "," "," "," "," "," "," "," "," "," "," "," "," "," "," "," "," "," "," "," "," "," "," "," "," "," "," "," "," "," "," "," "," "," "," "," "," "," "," "," "," "," "," "," "," "," "," "," "," "," "," "," "," "," "," "," "," "," "," "," "," "," "," "," "," "," "," "," "," "," "," "," "," "," "," "," "," "," "," "," "," "," "," "," "," "," "," "," "," "," "," "," "," "," "," "," "," "," "," "," ",null,{"$f":"IF($D593=\"Full\",'Failure Persistence Storage'!AB593,0)","v":0},{"$f":"IF($D593=\"Full\",'Failure Persistence Storage'!AE593,0)","v":0},{"$f":"IF($D593=\"Full\",'Failure Persistence Storage'!AF593,0)","v":0},{"$f":"IF($D593=\"Full\",'Failure Persistence Storage'!AI593,0)","v":0},{"$f":"IF($D593=\"Full\",'Failure Persistence Storage'!AJ593,0)","v":0},{"$f":"IF($D593=\"Full\",'Failure Persistence Storage'!AM593,0)","v":0},{"$f":"IF($D593=\"Full\",'Failure Persistence Storage'!AN593,0)","v":0},{"$f":"IF($D593=\"Full\",'Failure Persistence Storage'!AQ593,0)","v":0},{"$f":"IF($D593=\"Full\",'Failure Persistence Storage'!AR593,0)","v":0},{"$f":"IF($D593=\"Full\",'Failure Persistence Storage'!AU593,0)","v":0},{"$f":"IF($D593=\"Full\",'Failure Persistence Storage'!AV593,0)","v":0},{"$f":"IF($D593=\"Full\",'Failure Persistence Storage'!AY593,0)","v":0},{"$f":"IF($D593=\"Full\",'Failure Persistence Storage'!AZ593,0)","v":0},{"$f":"IF($D593=\"Full\",'Failure Persistence Storage'!BC593,0)","v":0},{"$f":"IF($D593=\"Full\",'Failure Persistence Storage'!BD593,0)","v":0},{"$f":"IF($D593=\"Full\",'Failure Persistence Storage'!BG593,0)","v":0},{"$f":"IF($D593=\"Full\",'Failure Persistence Storage'!BH593,0)","v":0},{"$f":"IF($D593=\"Full\",'Failure Persistence Storage'!BK593,0)","v":0},{"$f":"IF($D593=\"Full\",'Failure Persistence Storage'!BL593,0)","v":0},{"$f":"IF($D593=\"Full\",'Failure Persistence Storage'!BO593,0)","v":0},{"$f":"IF($D593=\"Full\",'Failure Persistence Storage'!BP593,0)","v":0},{"$f":"IF($D593=\"Full\",'Failure Persistence Storage'!BS593,0)","v":0},{"$f":"IF($D593=\"Full\",'Failure Persistence Storage'!BT593,0)","v":0},{"$f":"IF($D593=\"Full\",'Failure Persistence Storage'!BW593,0)","v":0},{"$f":"IF($D593=\"Full\",'Failure Persistence Storage'!BX593,0)","v":0},{"$f":"IF($D593=\"Full\",'Failure Persistence Storage'!CA593,0)","v":0},{"$f":"IF($D593=\"Full\",'Failure Persistence Storage'!CB593,0)","v":0},{"$f":"IF($D593=\"Full\",'Failure Persistence Storage'!CE593,0)","v":0},{"$f":"IF($D593=\"Full\",'Failure Persistence Storage'!CF593,0)","v":0},{"$f":"IF($D593=\"Full\",'Failure Persistence Storage'!CI593,0)","v":0},{"$f":"IF($D593=\"Full\",'Failure Persistence Storage'!CJ593,0)","v":0},{"$f":"IF($D593=\"Full\",'Failure Persistence Storage'!CM593,0)","v":0},{"$f":"IF($D593=\"Full\",'Failure Persistence Storage'!CN593,0)","v":0},{"$f":"IF($D593=\"Full\",'Failure Persistence Storage'!CQ593,0)","v":0},{"$f":"IF($D593=\"Full\",'Failure Persistence Storage'!CR593,0)","v":0},{"$f":"IF($D593=\"Full\",'Failure Persistence Storage'!CU593,0)","v":0},{"$f":"IF($D593=\"Full\",'Failure Persistence Storage'!CV593,0)","v":0},{"$f":"IF($D593=\"Full\",'Failure Persistence Storage'!CY593,0)","v":0},{"$f":"IF($D593=\"Full\",'Failure Persistence Storage'!CZ593,0)","v":0},{"$f":"IF($D593=\"Full\",'Failure Persistence Storage'!DC593,0)","v":0},{"$f":"IF($D593=\"Full\",'Failure Persistence Storage'!DD593,0)","v":0},{"$f":"IF($D593=\"Full\",'Failure Persistence Storage'!DG593,0)","v":0},{"$f":"IF($D593=\"Full\",'Failure Persistence Storage'!DH593,0)","v":0},{"$f":"IF($D593=\"Full\",'Failure Persistence Storage'!DK593,0)","v":0},{"$f":"IF($D593=\"Full\",'Failure Persistence Storage'!DL593,0)","v":0},{"$f":"IF($D593=\"Full\",'Failure Persistence Storage'!DO593,0)","v":0},{"$f":"IF($D593=\"Full\",'Failure Persistence Storage'!DP593,0)","v":0},{"$f":"IF($D593=\"Full\",'Failure Persistence Storage'!DS593,0)","v":0},{"$f":"IF($D593=\"Full\",'Failure Persistence Storage'!DT593,0)","v":0},{"$f":"IF($D593=\"Full\",'Failure Persistence Storage'!DW593,0)","v":0},{"$f":"IF($D593=\"Full\",'Failure Persistence Storage'!DX593,0)","v":0},{"$f":"IF($D593=\"Full\",'Failure Persistence Storage'!EA593,0)","v":0},{"$f":"IF($D593=\"Full\",'Failure Persistence Storage'!EB593,0)","v":0},{"$f":"IF($D593=\"Full\",'Failure Persistence Storage'!EE593,0)","v":0},{"$f":"IF($D593=\"Full\",'Failure Persistence Storage'!EF593,0)","v":0},{"$f":"IF($D593=\"Full\",'Failure Persistence Storage'!EI593,0)","v":0},{"$f":"IF($D593=\"Full\",'Failure Persistence Storage'!EJ593,0)","v":0},{"$f":"IF($D593=\"Full\",'Failure Persistence Storage'!EM593,0)","v":0},{"$f":"IF($D593=\"Full\",'Failure Persistence Storage'!EN593,0)","v":0},{"$f":"IF($D593=\"Full\",'Failure Persistence Storage'!EQ593,0)","v":0},{"$f":"IF($D593=\"Full\",'Failure Persistence Storage'!ER593,0)","v":0},{"$f":"IF($D593=\"Full\",'Failure Persistence Storage'!EU593,0)","v":0},{"$f":"IF($D593=\"Full\",'Failure Persistence Storage'!EV593,0)","v":0},{"$f":"IF($D593=\"Full\",'Failure Persistence Storage'!EY593,0)","v":0},{"$f":"IF($D593=\"Full\",'Failure Persistence Storage'!EZ593,0)","v":0},{"$f":"IF($D593=\"Full\",'Failure Persistence Storage'!FC593,0)","v":0},{"$f":"IF($D593=\"Full\",'Failure Persistence Storage'!FD593,0)","v":0},{"$f":"IF($D593=\"Full\",'Failure Persistence Storage'!FG593,0)","v":0},{"$f":"IF($D593=\"Full\",'Failure Persistence Storage'!FH593,0)","v":0},{"$f":"IF($D593=\"Full\",'Failure Persistence Storage'!FK593,0)","v":0},{"$f":"IF($D593=\"Full\",'Failure Persistence Storage'!FL593,0)","v":0},{"$f":"IF($D593=\"Full\",'Failure Persistence Storage'!FO593,0)","v":0},{"$f":"IF($D593=\"Full\",'Failure Persistence Storage'!FP593,0)","v":0},{"$f":"IF($D593=\"Full\",'Failure Persistence Storage'!FS593,0)","v":0},{"$f":"IF($D593=\"Full\",'Failure Persistence Storage'!FT593,0)","v":0},{"$f":"IF($D593=\"Full\",'Failure Persistence Storage'!FW593,0)","v":0},{"$f":"IF($D593=\"Full\",'Failure Persistence Storage'!FX593,0)","v":0},{"$f":"IF($D593=\"Full\",'Failure Persistence Storage'!GA593,0)","v":0},{"$f":"IF($D593=\"Full\",'Failure Persistence Storage'!GB593,0)","v":0},{"$f":"IF($D593=\"Full\",'Failure Persistence Storage'!GE593,0)","v":0},{"$f":"IF($D593=\"Full\",'Failure Persistence Storage'!GF593,0)","v":0},{"$f":"IF($D593=\"Full\",'Failure Persistence Storage'!GI593,0)","v":0},{"$f":"IF($D593=\"Full\",'Failure Persistence Storage'!GJ593,0)","v":0},{"$f":"IF($D593=\"Full\",'Failure Persistence Storage'!GM593,0)","v":0},{"$f":"IF($D593=\"Full\",'Failure Persistence Storage'!GN593,0)","v":0},{"$f":"IF($D593=\"Full\",'Failure Persistence Storage'!GQ593,0)","v":0},{"$f":"IF($D593=\"Full\",'Failure Persistence Storage'!GR593,0)","v":0},{"$f":"IF($D593=\"Full\",'Failure Persistence Storage'!GU593,0)","v":0},{"$f":"IF($D593=\"Full\",'Failure Persistence Storage'!GV593,0)","v":0},{"$f":"IF($D593=\"Full\",'Failure Persistence Storage'!GY593,0)","v":0},{"$f":"IF($D593=\"Full\",'Failure Persistence Storage'!GZ593,0)","v":0},{"$f":"IF($D593=\"Full\",'Failure Persistence Storage'!HC593,0)","v":0},{"$f":"IF($D593=\"Full\",'Failure Persistence Storage'!HD593,0)","v":0},{"$f":"IF($D593=\"Full\",'Failure Persistence Storage'!HG593,0)","v":0},{"$f":"IF($D593=\"Full\",'Failure Persistence Storage'!HH593,0)","v":0},{"$f":"IF($D593=\"Full\",'Failure Persistence Storage'!HK593,0)","v":0},{"$f":"IF($D593=\"Full\",'Failure Persistence Storage'!HL593,0)","v":0},{"$f":"IF($D593=\"Full\",'Failure Persistence Storage'!HO593,0)","v":0}]
[null,null,null," ",null,null,null,null,null,null,"Row Number",null,null,null,null,null,null,null,null,null,null,null,null,null,null,null,null," "," "," "," "," "," "," "," "," "," "," "," "," "," "," "," "," "," "," "," "," "," "," "," "," "," "," "," "," "," "," "," "," "," "," "," "," "," "," "," "," "," "," "," "," "," "," "," "," "," "," "," "," "," "," "," "," "," "," "," "," "," "," "," "," "," "," "," "," "," "," "," "," "," "," "," "," "," "," "," "," "," "," "," "," "," "," "," "," "," "," "," "," "," "," "," "," "," "," "," "," "," "," "," "," "," "," "," "," "," "," "," "," "," "," "," "," "," "," "," "," "," "," "," "," "," "," "," "," "," "," "," "," "," "," "," "," "," "," "," "," "," "," "," "," "," "," "," "," "," "," "," "," "," "," "," "," "," "," "," "," "," "," "," "," "," "," "," "," "," "," "," "," "," "," "," "," "," "," "," "," "," "," "," "," "," "," "," "," "," "," "," "," "," "," "," ",null,{"$f":"IF($D594=\"Full\",'Failure Persistence Storage'!AB594,0)","v":0},{"$f":"IF($D594=\"Full\",'Failure Persistence Storage'!AE594,0)","v":0},{"$f":"IF($D594=\"Full\",'Failure Persistence Storage'!AF594,0)","v":0},{"$f":"IF($D594=\"Full\",'Failure Persistence Storage'!AI594,0)","v":0},{"$f":"IF($D594=\"Full\",'Failure Persistence Storage'!AJ594,0)","v":0},{"$f":"IF($D594=\"Full\",'Failure Persistence Storage'!AM594,0)","v":0},{"$f":"IF($D594=\"Full\",'Failure Persistence Storage'!AN594,0)","v":0},{"$f":"IF($D594=\"Full\",'Failure Persistence Storage'!AQ594,0)","v":0},{"$f":"IF($D594=\"Full\",'Failure Persistence Storage'!AR594,0)","v":0},{"$f":"IF($D594=\"Full\",'Failure Persistence Storage'!AU594,0)","v":0},{"$f":"IF($D594=\"Full\",'Failure Persistence Storage'!AV594,0)","v":0},{"$f":"IF($D594=\"Full\",'Failure Persistence Storage'!AY594,0)","v":0},{"$f":"IF($D594=\"Full\",'Failure Persistence Storage'!AZ594,0)","v":0},{"$f":"IF($D594=\"Full\",'Failure Persistence Storage'!BC594,0)","v":0},{"$f":"IF($D594=\"Full\",'Failure Persistence Storage'!BD594,0)","v":0},{"$f":"IF($D594=\"Full\",'Failure Persistence Storage'!BG594,0)","v":0},{"$f":"IF($D594=\"Full\",'Failure Persistence Storage'!BH594,0)","v":0},{"$f":"IF($D594=\"Full\",'Failure Persistence Storage'!BK594,0)","v":0},{"$f":"IF($D594=\"Full\",'Failure Persistence Storage'!BL594,0)","v":0},{"$f":"IF($D594=\"Full\",'Failure Persistence Storage'!BO594,0)","v":0},{"$f":"IF($D594=\"Full\",'Failure Persistence Storage'!BP594,0)","v":0},{"$f":"IF($D594=\"Full\",'Failure Persistence Storage'!BS594,0)","v":0},{"$f":"IF($D594=\"Full\",'Failure Persistence Storage'!BT594,0)","v":0},{"$f":"IF($D594=\"Full\",'Failure Persistence Storage'!BW594,0)","v":0},{"$f":"IF($D594=\"Full\",'Failure Persistence Storage'!BX594,0)","v":0},{"$f":"IF($D594=\"Full\",'Failure Persistence Storage'!CA594,0)","v":0},{"$f":"IF($D594=\"Full\",'Failure Persistence Storage'!CB594,0)","v":0},{"$f":"IF($D594=\"Full\",'Failure Persistence Storage'!CE594,0)","v":0},{"$f":"IF($D594=\"Full\",'Failure Persistence Storage'!CF594,0)","v":0},{"$f":"IF($D594=\"Full\",'Failure Persistence Storage'!CI594,0)","v":0},{"$f":"IF($D594=\"Full\",'Failure Persistence Storage'!CJ594,0)","v":0},{"$f":"IF($D594=\"Full\",'Failure Persistence Storage'!CM594,0)","v":0},{"$f":"IF($D594=\"Full\",'Failure Persistence Storage'!CN594,0)","v":0},{"$f":"IF($D594=\"Full\",'Failure Persistence Storage'!CQ594,0)","v":0},{"$f":"IF($D594=\"Full\",'Failure Persistence Storage'!CR594,0)","v":0},{"$f":"IF($D594=\"Full\",'Failure Persistence Storage'!CU594,0)","v":0},{"$f":"IF($D594=\"Full\",'Failure Persistence Storage'!CV594,0)","v":0},{"$f":"IF($D594=\"Full\",'Failure Persistence Storage'!CY594,0)","v":0},{"$f":"IF($D594=\"Full\",'Failure Persistence Storage'!CZ594,0)","v":0},{"$f":"IF($D594=\"Full\",'Failure Persistence Storage'!DC594,0)","v":0},{"$f":"IF($D594=\"Full\",'Failure Persistence Storage'!DD594,0)","v":0},{"$f":"IF($D594=\"Full\",'Failure Persistence Storage'!DG594,0)","v":0},{"$f":"IF($D594=\"Full\",'Failure Persistence Storage'!DH594,0)","v":0},{"$f":"IF($D594=\"Full\",'Failure Persistence Storage'!DK594,0)","v":0},{"$f":"IF($D594=\"Full\",'Failure Persistence Storage'!DL594,0)","v":0},{"$f":"IF($D594=\"Full\",'Failure Persistence Storage'!DO594,0)","v":0},{"$f":"IF($D594=\"Full\",'Failure Persistence Storage'!DP594,0)","v":0},{"$f":"IF($D594=\"Full\",'Failure Persistence Storage'!DS594,0)","v":0},{"$f":"IF($D594=\"Full\",'Failure Persistence Storage'!DT594,0)","v":0},{"$f":"IF($D594=\"Full\",'Failure Persistence Storage'!DW594,0)","v":0},{"$f":"IF($D594=\"Full\",'Failure Persistence Storage'!DX594,0)","v":0},{"$f":"IF($D594=\"Full\",'Failure Persistence Storage'!EA594,0)","v":0},{"$f":"IF($D594=\"Full\",'Failure Persistence Storage'!EB594,0)","v":0},{"$f":"IF($D594=\"Full\",'Failure Persistence Storage'!EE594,0)","v":0},{"$f":"IF($D594=\"Full\",'Failure Persistence Storage'!EF594,0)","v":0},{"$f":"IF($D594=\"Full\",'Failure Persistence Storage'!EI594,0)","v":0},{"$f":"IF($D594=\"Full\",'Failure Persistence Storage'!EJ594,0)","v":0},{"$f":"IF($D594=\"Full\",'Failure Persistence Storage'!EM594,0)","v":0},{"$f":"IF($D594=\"Full\",'Failure Persistence Storage'!EN594,0)","v":0},{"$f":"IF($D594=\"Full\",'Failure Persistence Storage'!EQ594,0)","v":0},{"$f":"IF($D594=\"Full\",'Failure Persistence Storage'!ER594,0)","v":0},{"$f":"IF($D594=\"Full\",'Failure Persistence Storage'!EU594,0)","v":0},{"$f":"IF($D594=\"Full\",'Failure Persistence Storage'!EV594,0)","v":0},{"$f":"IF($D594=\"Full\",'Failure Persistence Storage'!EY594,0)","v":0},{"$f":"IF($D594=\"Full\",'Failure Persistence Storage'!EZ594,0)","v":0},{"$f":"IF($D594=\"Full\",'Failure Persistence Storage'!FC594,0)","v":0},{"$f":"IF($D594=\"Full\",'Failure Persistence Storage'!FD594,0)","v":0},{"$f":"IF($D594=\"Full\",'Failure Persistence Storage'!FG594,0)","v":0},{"$f":"IF($D594=\"Full\",'Failure Persistence Storage'!FH594,0)","v":0},{"$f":"IF($D594=\"Full\",'Failure Persistence Storage'!FK594,0)","v":0},{"$f":"IF($D594=\"Full\",'Failure Persistence Storage'!FL594,0)","v":0},{"$f":"IF($D594=\"Full\",'Failure Persistence Storage'!FO594,0)","v":0},{"$f":"IF($D594=\"Full\",'Failure Persistence Storage'!FP594,0)","v":0},{"$f":"IF($D594=\"Full\",'Failure Persistence Storage'!FS594,0)","v":0},{"$f":"IF($D594=\"Full\",'Failure Persistence Storage'!FT594,0)","v":0},{"$f":"IF($D594=\"Full\",'Failure Persistence Storage'!FW594,0)","v":0},{"$f":"IF($D594=\"Full\",'Failure Persistence Storage'!FX594,0)","v":0},{"$f":"IF($D594=\"Full\",'Failure Persistence Storage'!GA594,0)","v":0},{"$f":"IF($D594=\"Full\",'Failure Persistence Storage'!GB594,0)","v":0},{"$f":"IF($D594=\"Full\",'Failure Persistence Storage'!GE594,0)","v":0},{"$f":"IF($D594=\"Full\",'Failure Persistence Storage'!GF594,0)","v":0},{"$f":"IF($D594=\"Full\",'Failure Persistence Storage'!GI594,0)","v":0},{"$f":"IF($D594=\"Full\",'Failure Persistence Storage'!GJ594,0)","v":0},{"$f":"IF($D594=\"Full\",'Failure Persistence Storage'!GM594,0)","v":0},{"$f":"IF($D594=\"Full\",'Failure Persistence Storage'!GN594,0)","v":0},{"$f":"IF($D594=\"Full\",'Failure Persistence Storage'!GQ594,0)","v":0},{"$f":"IF($D594=\"Full\",'Failure Persistence Storage'!GR594,0)","v":0},{"$f":"IF($D594=\"Full\",'Failure Persistence Storage'!GU594,0)","v":0},{"$f":"IF($D594=\"Full\",'Failure Persistence Storage'!GV594,0)","v":0},{"$f":"IF($D594=\"Full\",'Failure Persistence Storage'!GY594,0)","v":0},{"$f":"IF($D594=\"Full\",'Failure Persistence Storage'!GZ594,0)","v":0},{"$f":"IF($D594=\"Full\",'Failure Persistence Storage'!HC594,0)","v":0},{"$f":"IF($D594=\"Full\",'Failure Persistence Storage'!HD594,0)","v":0},{"$f":"IF($D594=\"Full\",'Failure Persistence Storage'!HG594,0)","v":0},{"$f":"IF($D594=\"Full\",'Failure Persistence Storage'!HH594,0)","v":0},{"$f":"IF($D594=\"Full\",'Failure Persistence Storage'!HK594,0)","v":0},{"$f":"IF($D594=\"Full\",'Failure Persistence Storage'!HL594,0)","v":0},{"$f":"IF($D594=\"Full\",'Failure Persistence Storage'!HO594,0)","v":0}]
[null,null,null," ",null,null,null,null,null,null,"Row Number",null,null,null,null,null,null,null,null,null,null,null,null,null,null,null,null," "," "," "," "," "," "," "," "," "," "," "," "," "," "," "," "," "," "," "," "," "," "," "," "," "," "," "," "," "," "," "," "," "," "," "," "," "," "," "," "," "," "," "," "," "," "," "," "," "," "," "," "," "," "," "," "," "," "," "," "," "," "," "," "," "," "," "," "," "," "," "," "," "," "," "," "," "," "," "," "," "," "," "," "," "," "," "," "," "," "," "," "," "," "," "," "," "," "," "," "," "," "," "," "," "," "," "," "," "," "," "," "," "," "," "," "," "," "," "," "," "," "," "," "," "," "," "," "," "," "," "," "," "," "," "," "," "," "," "," "," "," "," "," "," "," "," "," "," "," "," "," "," "," "," "," "," "," "," "," "," "," "," "," "," "," "," "," "," "," "," "," "," "," "," "," "," "," "," "," "," "," "," "," "," "," "," "," "," "," "," "," "," "," "," "," ",null,{"$f":"IF($D595=\"Full\",'Failure Persistence Storage'!AB595,0)","v":0},{"$f":"IF($D595=\"Full\",'Failure Persistence Storage'!AE595,0)","v":0},{"$f":"IF($D595=\"Full\",'Failure Persistence Storage'!AF595,0)","v":0},{"$f":"IF($D595=\"Full\",'Failure Persistence Storage'!AI595,0)","v":0},{"$f":"IF($D595=\"Full\",'Failure Persistence Storage'!AJ595,0)","v":0},{"$f":"IF($D595=\"Full\",'Failure Persistence Storage'!AM595,0)","v":0},{"$f":"IF($D595=\"Full\",'Failure Persistence Storage'!AN595,0)","v":0},{"$f":"IF($D595=\"Full\",'Failure Persistence Storage'!AQ595,0)","v":0},{"$f":"IF($D595=\"Full\",'Failure Persistence Storage'!AR595,0)","v":0},{"$f":"IF($D595=\"Full\",'Failure Persistence Storage'!AU595,0)","v":0},{"$f":"IF($D595=\"Full\",'Failure Persistence Storage'!AV595,0)","v":0},{"$f":"IF($D595=\"Full\",'Failure Persistence Storage'!AY595,0)","v":0},{"$f":"IF($D595=\"Full\",'Failure Persistence Storage'!AZ595,0)","v":0},{"$f":"IF($D595=\"Full\",'Failure Persistence Storage'!BC595,0)","v":0},{"$f":"IF($D595=\"Full\",'Failure Persistence Storage'!BD595,0)","v":0},{"$f":"IF($D595=\"Full\",'Failure Persistence Storage'!BG595,0)","v":0},{"$f":"IF($D595=\"Full\",'Failure Persistence Storage'!BH595,0)","v":0},{"$f":"IF($D595=\"Full\",'Failure Persistence Storage'!BK595,0)","v":0},{"$f":"IF($D595=\"Full\",'Failure Persistence Storage'!BL595,0)","v":0},{"$f":"IF($D595=\"Full\",'Failure Persistence Storage'!BO595,0)","v":0},{"$f":"IF($D595=\"Full\",'Failure Persistence Storage'!BP595,0)","v":0},{"$f":"IF($D595=\"Full\",'Failure Persistence Storage'!BS595,0)","v":0},{"$f":"IF($D595=\"Full\",'Failure Persistence Storage'!BT595,0)","v":0},{"$f":"IF($D595=\"Full\",'Failure Persistence Storage'!BW595,0)","v":0},{"$f":"IF($D595=\"Full\",'Failure Persistence Storage'!BX595,0)","v":0},{"$f":"IF($D595=\"Full\",'Failure Persistence Storage'!CA595,0)","v":0},{"$f":"IF($D595=\"Full\",'Failure Persistence Storage'!CB595,0)","v":0},{"$f":"IF($D595=\"Full\",'Failure Persistence Storage'!CE595,0)","v":0},{"$f":"IF($D595=\"Full\",'Failure Persistence Storage'!CF595,0)","v":0},{"$f":"IF($D595=\"Full\",'Failure Persistence Storage'!CI595,0)","v":0},{"$f":"IF($D595=\"Full\",'Failure Persistence Storage'!CJ595,0)","v":0},{"$f":"IF($D595=\"Full\",'Failure Persistence Storage'!CM595,0)","v":0},{"$f":"IF($D595=\"Full\",'Failure Persistence Storage'!CN595,0)","v":0},{"$f":"IF($D595=\"Full\",'Failure Persistence Storage'!CQ595,0)","v":0},{"$f":"IF($D595=\"Full\",'Failure Persistence Storage'!CR595,0)","v":0},{"$f":"IF($D595=\"Full\",'Failure Persistence Storage'!CU595,0)","v":0},{"$f":"IF($D595=\"Full\",'Failure Persistence Storage'!CV595,0)","v":0},{"$f":"IF($D595=\"Full\",'Failure Persistence Storage'!CY595,0)","v":0},{"$f":"IF($D595=\"Full\",'Failure Persistence Storage'!CZ595,0)","v":0},{"$f":"IF($D595=\"Full\",'Failure Persistence Storage'!DC595,0)","v":0},{"$f":"IF($D595=\"Full\",'Failure Persistence Storage'!DD595,0)","v":0},{"$f":"IF($D595=\"Full\",'Failure Persistence Storage'!DG595,0)","v":0},{"$f":"IF($D595=\"Full\",'Failure Persistence Storage'!DH595,0)","v":0},{"$f":"IF($D595=\"Full\",'Failure Persistence Storage'!DK595,0)","v":0},{"$f":"IF($D595=\"Full\",'Failure Persistence Storage'!DL595,0)","v":0},{"$f":"IF($D595=\"Full\",'Failure Persistence Storage'!DO595,0)","v":0},{"$f":"IF($D595=\"Full\",'Failure Persistence Storage'!DP595,0)","v":0},{"$f":"IF($D595=\"Full\",'Failure Persistence Storage'!DS595,0)","v":0},{"$f":"IF($D595=\"Full\",'Failure Persistence Storage'!DT595,0)","v":0},{"$f":"IF($D595=\"Full\",'Failure Persistence Storage'!DW595,0)","v":0},{"$f":"IF($D595=\"Full\",'Failure Persistence Storage'!DX595,0)","v":0},{"$f":"IF($D595=\"Full\",'Failure Persistence Storage'!EA595,0)","v":0},{"$f":"IF($D595=\"Full\",'Failure Persistence Storage'!EB595,0)","v":0},{"$f":"IF($D595=\"Full\",'Failure Persistence Storage'!EE595,0)","v":0},{"$f":"IF($D595=\"Full\",'Failure Persistence Storage'!EF595,0)","v":0},{"$f":"IF($D595=\"Full\",'Failure Persistence Storage'!EI595,0)","v":0},{"$f":"IF($D595=\"Full\",'Failure Persistence Storage'!EJ595,0)","v":0},{"$f":"IF($D595=\"Full\",'Failure Persistence Storage'!EM595,0)","v":0},{"$f":"IF($D595=\"Full\",'Failure Persistence Storage'!EN595,0)","v":0},{"$f":"IF($D595=\"Full\",'Failure Persistence Storage'!EQ595,0)","v":0},{"$f":"IF($D595=\"Full\",'Failure Persistence Storage'!ER595,0)","v":0},{"$f":"IF($D595=\"Full\",'Failure Persistence Storage'!EU595,0)","v":0},{"$f":"IF($D595=\"Full\",'Failure Persistence Storage'!EV595,0)","v":0},{"$f":"IF($D595=\"Full\",'Failure Persistence Storage'!EY595,0)","v":0},{"$f":"IF($D595=\"Full\",'Failure Persistence Storage'!EZ595,0)","v":0},{"$f":"IF($D595=\"Full\",'Failure Persistence Storage'!FC595,0)","v":0},{"$f":"IF($D595=\"Full\",'Failure Persistence Storage'!FD595,0)","v":0},{"$f":"IF($D595=\"Full\",'Failure Persistence Storage'!FG595,0)","v":0},{"$f":"IF($D595=\"Full\",'Failure Persistence Storage'!FH595,0)","v":0},{"$f":"IF($D595=\"Full\",'Failure Persistence Storage'!FK595,0)","v":0},{"$f":"IF($D595=\"Full\",'Failure Persistence Storage'!FL595,0)","v":0},{"$f":"IF($D595=\"Full\",'Failure Persistence Storage'!FO595,0)","v":0},{"$f":"IF($D595=\"Full\",'Failure Persistence Storage'!FP595,0)","v":0},{"$f":"IF($D595=\"Full\",'Failure Persistence Storage'!FS595,0)","v":0},{"$f":"IF($D595=\"Full\",'Failure Persistence Storage'!FT595,0)","v":0},{"$f":"IF($D595=\"Full\",'Failure Persistence Storage'!FW595,0)","v":0},{"$f":"IF($D595=\"Full\",'Failure Persistence Storage'!FX595,0)","v":0},{"$f":"IF($D595=\"Full\",'Failure Persistence Storage'!GA595,0)","v":0},{"$f":"IF($D595=\"Full\",'Failure Persistence Storage'!GB595,0)","v":0},{"$f":"IF($D595=\"Full\",'Failure Persistence Storage'!GE595,0)","v":0},{"$f":"IF($D595=\"Full\",'Failure Persistence Storage'!GF595,0)","v":0},{"$f":"IF($D595=\"Full\",'Failure Persistence Storage'!GI595,0)","v":0},{"$f":"IF($D595=\"Full\",'Failure Persistence Storage'!GJ595,0)","v":0},{"$f":"IF($D595=\"Full\",'Failure Persistence Storage'!GM595,0)","v":0},{"$f":"IF($D595=\"Full\",'Failure Persistence Storage'!GN595,0)","v":0},{"$f":"IF($D595=\"Full\",'Failure Persistence Storage'!GQ595,0)","v":0},{"$f":"IF($D595=\"Full\",'Failure Persistence Storage'!GR595,0)","v":0},{"$f":"IF($D595=\"Full\",'Failure Persistence Storage'!GU595,0)","v":0},{"$f":"IF($D595=\"Full\",'Failure Persistence Storage'!GV595,0)","v":0},{"$f":"IF($D595=\"Full\",'Failure Persistence Storage'!GY595,0)","v":0},{"$f":"IF($D595=\"Full\",'Failure Persistence Storage'!GZ595,0)","v":0},{"$f":"IF($D595=\"Full\",'Failure Persistence Storage'!HC595,0)","v":0},{"$f":"IF($D595=\"Full\",'Failure Persistence Storage'!HD595,0)","v":0},{"$f":"IF($D595=\"Full\",'Failure Persistence Storage'!HG595,0)","v":0},{"$f":"IF($D595=\"Full\",'Failure Persistence Storage'!HH595,0)","v":0},{"$f":"IF($D595=\"Full\",'Failure Persistence Storage'!HK595,0)","v":0},{"$f":"IF($D595=\"Full\",'Failure Persistence Storage'!HL595,0)","v":0},{"$f":"IF($D595=\"Full\",'Failure Persistence Storage'!HO595,0)","v":0}]
[null,null,null," ",null,null,null,null,null,null,"Row Number",null,null,null,null,null,null,null,null,null,null,null,null,null,null,null,null," "," "," "," "," "," "," "," "," "," "," "," "," "," "," "," "," "," "," "," "," "," "," "," "," "," "," "," "," "," "," "," "," "," "," "," "," "," "," "," "," "," "," "," "," "," "," "," "," "," "," "," "," "," "," "," "," "," "," "," "," "," "," "," "," "," "," "," "," "," "," "," "," "," "," "," "," "," "," "," "," "," "," "," "," "," "," "," "," "," "," "," "," "," "," "," "," "," "," "," "," "," "," "," "," "," "," "," "," "," "," "," "," "," "," "," "," "," "," "," "," "," "," "," "," "," "," "," "," "," "," "," "," "," "," "," "," "," "," "," "," "," "," "," "," "," "," "," "," "," "," "," "," "," "," "," "," "," "," "," "," "," "," "," "," "," "," "," "," "," "," "," "," "," "," "," "," "," "," "," "," "," "," "," "," "," "," "," "," "," "," "," "," "," "," "," ",null,{"$f":"IF($D596=\"Full\",'Failure Persistence Storage'!AB596,0)","v":0},{"$f":"IF($D596=\"Full\",'Failure Persistence Storage'!AE596,0)","v":0},{"$f":"IF($D596=\"Full\",'Failure Persistence Storage'!AF596,0)","v":0},{"$f":"IF($D596=\"Full\",'Failure Persistence Storage'!AI596,0)","v":0},{"$f":"IF($D596=\"Full\",'Failure Persistence Storage'!AJ596,0)","v":0},{"$f":"IF($D596=\"Full\",'Failure Persistence Storage'!AM596,0)","v":0},{"$f":"IF($D596=\"Full\",'Failure Persistence Storage'!AN596,0)","v":0},{"$f":"IF($D596=\"Full\",'Failure Persistence Storage'!AQ596,0)","v":0},{"$f":"IF($D596=\"Full\",'Failure Persistence Storage'!AR596,0)","v":0},{"$f":"IF($D596=\"Full\",'Failure Persistence Storage'!AU596,0)","v":0},{"$f":"IF($D596=\"Full\",'Failure Persistence Storage'!AV596,0)","v":0},{"$f":"IF($D596=\"Full\",'Failure Persistence Storage'!AY596,0)","v":0},{"$f":"IF($D596=\"Full\",'Failure Persistence Storage'!AZ596,0)","v":0},{"$f":"IF($D596=\"Full\",'Failure Persistence Storage'!BC596,0)","v":0},{"$f":"IF($D596=\"Full\",'Failure Persistence Storage'!BD596,0)","v":0},{"$f":"IF($D596=\"Full\",'Failure Persistence Storage'!BG596,0)","v":0},{"$f":"IF($D596=\"Full\",'Failure Persistence Storage'!BH596,0)","v":0},{"$f":"IF($D596=\"Full\",'Failure Persistence Storage'!BK596,0)","v":0},{"$f":"IF($D596=\"Full\",'Failure Persistence Storage'!BL596,0)","v":0},{"$f":"IF($D596=\"Full\",'Failure Persistence Storage'!BO596,0)","v":0},{"$f":"IF($D596=\"Full\",'Failure Persistence Storage'!BP596,0)","v":0},{"$f":"IF($D596=\"Full\",'Failure Persistence Storage'!BS596,0)","v":0},{"$f":"IF($D596=\"Full\",'Failure Persistence Storage'!BT596,0)","v":0},{"$f":"IF($D596=\"Full\",'Failure Persistence Storage'!BW596,0)","v":0},{"$f":"IF($D596=\"Full\",'Failure Persistence Storage'!BX596,0)","v":0},{"$f":"IF($D596=\"Full\",'Failure Persistence Storage'!CA596,0)","v":0},{"$f":"IF($D596=\"Full\",'Failure Persistence Storage'!CB596,0)","v":0},{"$f":"IF($D596=\"Full\",'Failure Persistence Storage'!CE596,0)","v":0},{"$f":"IF($D596=\"Full\",'Failure Persistence Storage'!CF596,0)","v":0},{"$f":"IF($D596=\"Full\",'Failure Persistence Storage'!CI596,0)","v":0},{"$f":"IF($D596=\"Full\",'Failure Persistence Storage'!CJ596,0)","v":0},{"$f":"IF($D596=\"Full\",'Failure Persistence Storage'!CM596,0)","v":0},{"$f":"IF($D596=\"Full\",'Failure Persistence Storage'!CN596,0)","v":0},{"$f":"IF($D596=\"Full\",'Failure Persistence Storage'!CQ596,0)","v":0},{"$f":"IF($D596=\"Full\",'Failure Persistence Storage'!CR596,0)","v":0},{"$f":"IF($D596=\"Full\",'Failure Persistence Storage'!CU596,0)","v":0},{"$f":"IF($D596=\"Full\",'Failure Persistence Storage'!CV596,0)","v":0},{"$f":"IF($D596=\"Full\",'Failure Persistence Storage'!CY596,0)","v":0},{"$f":"IF($D596=\"Full\",'Failure Persistence Storage'!CZ596,0)","v":0},{"$f":"IF($D596=\"Full\",'Failure Persistence Storage'!DC596,0)","v":0},{"$f":"IF($D596=\"Full\",'Failure Persistence Storage'!DD596,0)","v":0},{"$f":"IF($D596=\"Full\",'Failure Persistence Storage'!DG596,0)","v":0},{"$f":"IF($D596=\"Full\",'Failure Persistence Storage'!DH596,0)","v":0},{"$f":"IF($D596=\"Full\",'Failure Persistence Storage'!DK596,0)","v":0},{"$f":"IF($D596=\"Full\",'Failure Persistence Storage'!DL596,0)","v":0},{"$f":"IF($D596=\"Full\",'Failure Persistence Storage'!DO596,0)","v":0},{"$f":"IF($D596=\"Full\",'Failure Persistence Storage'!DP596,0)","v":0},{"$f":"IF($D596=\"Full\",'Failure Persistence Storage'!DS596,0)","v":0},{"$f":"IF($D596=\"Full\",'Failure Persistence Storage'!DT596,0)","v":0},{"$f":"IF($D596=\"Full\",'Failure Persistence Storage'!DW596,0)","v":0},{"$f":"IF($D596=\"Full\",'Failure Persistence Storage'!DX596,0)","v":0},{"$f":"IF($D596=\"Full\",'Failure Persistence Storage'!EA596,0)","v":0},{"$f":"IF($D596=\"Full\",'Failure Persistence Storage'!EB596,0)","v":0},{"$f":"IF($D596=\"Full\",'Failure Persistence Storage'!EE596,0)","v":0},{"$f":"IF($D596=\"Full\",'Failure Persistence Storage'!EF596,0)","v":0},{"$f":"IF($D596=\"Full\",'Failure Persistence Storage'!EI596,0)","v":0},{"$f":"IF($D596=\"Full\",'Failure Persistence Storage'!EJ596,0)","v":0},{"$f":"IF($D596=\"Full\",'Failure Persistence Storage'!EM596,0)","v":0},{"$f":"IF($D596=\"Full\",'Failure Persistence Storage'!EN596,0)","v":0},{"$f":"IF($D596=\"Full\",'Failure Persistence Storage'!EQ596,0)","v":0},{"$f":"IF($D596=\"Full\",'Failure Persistence Storage'!ER596,0)","v":0},{"$f":"IF($D596=\"Full\",'Failure Persistence Storage'!EU596,0)","v":0},{"$f":"IF($D596=\"Full\",'Failure Persistence Storage'!EV596,0)","v":0},{"$f":"IF($D596=\"Full\",'Failure Persistence Storage'!EY596,0)","v":0},{"$f":"IF($D596=\"Full\",'Failure Persistence Storage'!EZ596,0)","v":0},{"$f":"IF($D596=\"Full\",'Failure Persistence Storage'!FC596,0)","v":0},{"$f":"IF($D596=\"Full\",'Failure Persistence Storage'!FD596,0)","v":0},{"$f":"IF($D596=\"Full\",'Failure Persistence Storage'!FG596,0)","v":0},{"$f":"IF($D596=\"Full\",'Failure Persistence Storage'!FH596,0)","v":0},{"$f":"IF($D596=\"Full\",'Failure Persistence Storage'!FK596,0)","v":0},{"$f":"IF($D596=\"Full\",'Failure Persistence Storage'!FL596,0)","v":0},{"$f":"IF($D596=\"Full\",'Failure Persistence Storage'!FO596,0)","v":0},{"$f":"IF($D596=\"Full\",'Failure Persistence Storage'!FP596,0)","v":0},{"$f":"IF($D596=\"Full\",'Failure Persistence Storage'!FS596,0)","v":0},{"$f":"IF($D596=\"Full\",'Failure Persistence Storage'!FT596,0)","v":0},{"$f":"IF($D596=\"Full\",'Failure Persistence Storage'!FW596,0)","v":0},{"$f":"IF($D596=\"Full\",'Failure Persistence Storage'!FX596,0)","v":0},{"$f":"IF($D596=\"Full\",'Failure Persistence Storage'!GA596,0)","v":0},{"$f":"IF($D596=\"Full\",'Failure Persistence Storage'!GB596,0)","v":0},{"$f":"IF($D596=\"Full\",'Failure Persistence Storage'!GE596,0)","v":0},{"$f":"IF($D596=\"Full\",'Failure Persistence Storage'!GF596,0)","v":0},{"$f":"IF($D596=\"Full\",'Failure Persistence Storage'!GI596,0)","v":0},{"$f":"IF($D596=\"Full\",'Failure Persistence Storage'!GJ596,0)","v":0},{"$f":"IF($D596=\"Full\",'Failure Persistence Storage'!GM596,0)","v":0},{"$f":"IF($D596=\"Full\",'Failure Persistence Storage'!GN596,0)","v":0},{"$f":"IF($D596=\"Full\",'Failure Persistence Storage'!GQ596,0)","v":0},{"$f":"IF($D596=\"Full\",'Failure Persistence Storage'!GR596,0)","v":0},{"$f":"IF($D596=\"Full\",'Failure Persistence Storage'!GU596,0)","v":0},{"$f":"IF($D596=\"Full\",'Failure Persistence Storage'!GV596,0)","v":0},{"$f":"IF($D596=\"Full\",'Failure Persistence Storage'!GY596,0)","v":0},{"$f":"IF($D596=\"Full\",'Failure Persistence Storage'!GZ596,0)","v":0},{"$f":"IF($D596=\"Full\",'Failure Persistence Storage'!HC596,0)","v":0},{"$f":"IF($D596=\"Full\",'Failure Persistence Storage'!HD596,0)","v":0},{"$f":"IF($D596=\"Full\",'Failure Persistence Storage'!HG596,0)","v":0},{"$f":"IF($D596=\"Full\",'Failure Persistence Storage'!HH596,0)","v":0},{"$f":"IF($D596=\"Full\",'Failure Persistence Storage'!HK596,0)","v":0},{"$f":"IF($D596=\"Full\",'Failure Persistence Storage'!HL596,0)","v":0},{"$f":"IF($D596=\"Full\",'Failure Persistence Storage'!HO596,0)","v":0}]
[null,null,null," ",null,null,null,null,null,null,"Row Number",null,null,null,null,null,null,null,null,null,null,null,null,null,null,null,null," "," "," "," "," "," "," "," "," "," "," "," "," "," "," "," "," "," "," "," "," "," "," "," "," "," "," "," "," "," "," "," "," "," "," "," "," "," "," "," "," "," "," "," "," "," "," "," "," "," "," "," "," "," "," "," "," "," "," "," "," "," "," "," "," "," "," "," "," "," "," "," "," "," "," "," "," "," "," "," "," "," "," "," "," "," "," "," "," "," "," "," "," "," "," "," "," "," "," "," "," "," "," "," "," "," "," "," "," "," "," "," "," "," "," "," "," "," "," "," "," "," "," "," "," "," "," "," "," "," "," "," "," "," "," "," "," "," "," "," "," "," "," "," "," "," "," "," "," "," "," "," "," "," "," "," "," "," "," "," "," "," "," "," "," "," "," "," "," "," "," "," "," "," "," "," "," "," "," "," "," "," "," "," "," "," "," "," "," "," "," "," "," "," "," "," ",null,{"$f":"IF($D597=\"Full\",'Failure Persistence Storage'!AB597,0)","v":0},{"$f":"IF($D597=\"Full\",'Failure Persistence Storage'!AE597,0)","v":0},{"$f":"IF($D597=\"Full\",'Failure Persistence Storage'!AF597,0)","v":0},{"$f":"IF($D597=\"Full\",'Failure Persistence Storage'!AI597,0)","v":0},{"$f":"IF($D597=\"Full\",'Failure Persistence Storage'!AJ597,0)","v":0},{"$f":"IF($D597=\"Full\",'Failure Persistence Storage'!AM597,0)","v":0},{"$f":"IF($D597=\"Full\",'Failure Persistence Storage'!AN597,0)","v":0},{"$f":"IF($D597=\"Full\",'Failure Persistence Storage'!AQ597,0)","v":0},{"$f":"IF($D597=\"Full\",'Failure Persistence Storage'!AR597,0)","v":0},{"$f":"IF($D597=\"Full\",'Failure Persistence Storage'!AU597,0)","v":0},{"$f":"IF($D597=\"Full\",'Failure Persistence Storage'!AV597,0)","v":0},{"$f":"IF($D597=\"Full\",'Failure Persistence Storage'!AY597,0)","v":0},{"$f":"IF($D597=\"Full\",'Failure Persistence Storage'!AZ597,0)","v":0},{"$f":"IF($D597=\"Full\",'Failure Persistence Storage'!BC597,0)","v":0},{"$f":"IF($D597=\"Full\",'Failure Persistence Storage'!BD597,0)","v":0},{"$f":"IF($D597=\"Full\",'Failure Persistence Storage'!BG597,0)","v":0},{"$f":"IF($D597=\"Full\",'Failure Persistence Storage'!BH597,0)","v":0},{"$f":"IF($D597=\"Full\",'Failure Persistence Storage'!BK597,0)","v":0},{"$f":"IF($D597=\"Full\",'Failure Persistence Storage'!BL597,0)","v":0},{"$f":"IF($D597=\"Full\",'Failure Persistence Storage'!BO597,0)","v":0},{"$f":"IF($D597=\"Full\",'Failure Persistence Storage'!BP597,0)","v":0},{"$f":"IF($D597=\"Full\",'Failure Persistence Storage'!BS597,0)","v":0},{"$f":"IF($D597=\"Full\",'Failure Persistence Storage'!BT597,0)","v":0},{"$f":"IF($D597=\"Full\",'Failure Persistence Storage'!BW597,0)","v":0},{"$f":"IF($D597=\"Full\",'Failure Persistence Storage'!BX597,0)","v":0},{"$f":"IF($D597=\"Full\",'Failure Persistence Storage'!CA597,0)","v":0},{"$f":"IF($D597=\"Full\",'Failure Persistence Storage'!CB597,0)","v":0},{"$f":"IF($D597=\"Full\",'Failure Persistence Storage'!CE597,0)","v":0},{"$f":"IF($D597=\"Full\",'Failure Persistence Storage'!CF597,0)","v":0},{"$f":"IF($D597=\"Full\",'Failure Persistence Storage'!CI597,0)","v":0},{"$f":"IF($D597=\"Full\",'Failure Persistence Storage'!CJ597,0)","v":0},{"$f":"IF($D597=\"Full\",'Failure Persistence Storage'!CM597,0)","v":0},{"$f":"IF($D597=\"Full\",'Failure Persistence Storage'!CN597,0)","v":0},{"$f":"IF($D597=\"Full\",'Failure Persistence Storage'!CQ597,0)","v":0},{"$f":"IF($D597=\"Full\",'Failure Persistence Storage'!CR597,0)","v":0},{"$f":"IF($D597=\"Full\",'Failure Persistence Storage'!CU597,0)","v":0},{"$f":"IF($D597=\"Full\",'Failure Persistence Storage'!CV597,0)","v":0},{"$f":"IF($D597=\"Full\",'Failure Persistence Storage'!CY597,0)","v":0},{"$f":"IF($D597=\"Full\",'Failure Persistence Storage'!CZ597,0)","v":0},{"$f":"IF($D597=\"Full\",'Failure Persistence Storage'!DC597,0)","v":0},{"$f":"IF($D597=\"Full\",'Failure Persistence Storage'!DD597,0)","v":0},{"$f":"IF($D597=\"Full\",'Failure Persistence Storage'!DG597,0)","v":0},{"$f":"IF($D597=\"Full\",'Failure Persistence Storage'!DH597,0)","v":0},{"$f":"IF($D597=\"Full\",'Failure Persistence Storage'!DK597,0)","v":0},{"$f":"IF($D597=\"Full\",'Failure Persistence Storage'!DL597,0)","v":0},{"$f":"IF($D597=\"Full\",'Failure Persistence Storage'!DO597,0)","v":0},{"$f":"IF($D597=\"Full\",'Failure Persistence Storage'!DP597,0)","v":0},{"$f":"IF($D597=\"Full\",'Failure Persistence Storage'!DS597,0)","v":0},{"$f":"IF($D597=\"Full\",'Failure Persistence Storage'!DT597,0)","v":0},{"$f":"IF($D597=\"Full\",'Failure Persistence Storage'!DW597,0)","v":0},{"$f":"IF($D597=\"Full\",'Failure Persistence Storage'!DX597,0)","v":0},{"$f":"IF($D597=\"Full\",'Failure Persistence Storage'!EA597,0)","v":0},{"$f":"IF($D597=\"Full\",'Failure Persistence Storage'!EB597,0)","v":0},{"$f":"IF($D597=\"Full\",'Failure Persistence Storage'!EE597,0)","v":0},{"$f":"IF($D597=\"Full\",'Failure Persistence Storage'!EF597,0)","v":0},{"$f":"IF($D597=\"Full\",'Failure Persistence Storage'!EI597,0)","v":0},{"$f":"IF($D597=\"Full\",'Failure Persistence Storage'!EJ597,0)","v":0},{"$f":"IF($D597=\"Full\",'Failure Persistence Storage'!EM597,0)","v":0},{"$f":"IF($D597=\"Full\",'Failure Persistence Storage'!EN597,0)","v":0},{"$f":"IF($D597=\"Full\",'Failure Persistence Storage'!EQ597,0)","v":0},{"$f":"IF($D597=\"Full\",'Failure Persistence Storage'!ER597,0)","v":0},{"$f":"IF($D597=\"Full\",'Failure Persistence Storage'!EU597,0)","v":0},{"$f":"IF($D597=\"Full\",'Failure Persistence Storage'!EV597,0)","v":0},{"$f":"IF($D597=\"Full\",'Failure Persistence Storage'!EY597,0)","v":0},{"$f":"IF($D597=\"Full\",'Failure Persistence Storage'!EZ597,0)","v":0},{"$f":"IF($D597=\"Full\",'Failure Persistence Storage'!FC597,0)","v":0},{"$f":"IF($D597=\"Full\",'Failure Persistence Storage'!FD597,0)","v":0},{"$f":"IF($D597=\"Full\",'Failure Persistence Storage'!FG597,0)","v":0},{"$f":"IF($D597=\"Full\",'Failure Persistence Storage'!FH597,0)","v":0},{"$f":"IF($D597=\"Full\",'Failure Persistence Storage'!FK597,0)","v":0},{"$f":"IF($D597=\"Full\",'Failure Persistence Storage'!FL597,0)","v":0},{"$f":"IF($D597=\"Full\",'Failure Persistence Storage'!FO597,0)","v":0},{"$f":"IF($D597=\"Full\",'Failure Persistence Storage'!FP597,0)","v":0},{"$f":"IF($D597=\"Full\",'Failure Persistence Storage'!FS597,0)","v":0},{"$f":"IF($D597=\"Full\",'Failure Persistence Storage'!FT597,0)","v":0},{"$f":"IF($D597=\"Full\",'Failure Persistence Storage'!FW597,0)","v":0},{"$f":"IF($D597=\"Full\",'Failure Persistence Storage'!FX597,0)","v":0},{"$f":"IF($D597=\"Full\",'Failure Persistence Storage'!GA597,0)","v":0},{"$f":"IF($D597=\"Full\",'Failure Persistence Storage'!GB597,0)","v":0},{"$f":"IF($D597=\"Full\",'Failure Persistence Storage'!GE597,0)","v":0},{"$f":"IF($D597=\"Full\",'Failure Persistence Storage'!GF597,0)","v":0},{"$f":"IF($D597=\"Full\",'Failure Persistence Storage'!GI597,0)","v":0},{"$f":"IF($D597=\"Full\",'Failure Persistence Storage'!GJ597,0)","v":0},{"$f":"IF($D597=\"Full\",'Failure Persistence Storage'!GM597,0)","v":0},{"$f":"IF($D597=\"Full\",'Failure Persistence Storage'!GN597,0)","v":0},{"$f":"IF($D597=\"Full\",'Failure Persistence Storage'!GQ597,0)","v":0},{"$f":"IF($D597=\"Full\",'Failure Persistence Storage'!GR597,0)","v":0},{"$f":"IF($D597=\"Full\",'Failure Persistence Storage'!GU597,0)","v":0},{"$f":"IF($D597=\"Full\",'Failure Persistence Storage'!GV597,0)","v":0},{"$f":"IF($D597=\"Full\",'Failure Persistence Storage'!GY597,0)","v":0},{"$f":"IF($D597=\"Full\",'Failure Persistence Storage'!GZ597,0)","v":0},{"$f":"IF($D597=\"Full\",'Failure Persistence Storage'!HC597,0)","v":0},{"$f":"IF($D597=\"Full\",'Failure Persistence Storage'!HD597,0)","v":0},{"$f":"IF($D597=\"Full\",'Failure Persistence Storage'!HG597,0)","v":0},{"$f":"IF($D597=\"Full\",'Failure Persistence Storage'!HH597,0)","v":0},{"$f":"IF($D597=\"Full\",'Failure Persistence Storage'!HK597,0)","v":0},{"$f":"IF($D597=\"Full\",'Failure Persistence Storage'!HL597,0)","v":0},{"$f":"IF($D597=\"Full\",'Failure Persistence Storage'!HO597,0)","v":0}]
[null,null,null," ",null,null,null,null,null,null,"Row Number",null,null,null,null,null,null,null,null,null,null,null,null,null,null,null,null," "," "," "," "," "," "," "," "," "," "," "," "," "," "," "," "," "," "," "," "," "," "," "," "," "," "," "," "," "," "," "," "," "," "," "," "," "," "," "," "," "," "," "," "," "," "," "," "," "," "," "," "," "," "," "," "," "," "," "," "," "," "," "," "," "," "," "," "," "," "," "," "," "," "," "," "," "," "," "," "," "," "," "," "," "," "," "," "," "," "," "," "," "," "," "," "," "," "," "," "," "," "," "," "," "," "," "," "," "," "," "," "," "," "," "," "," "," "," "," "," "," "," "," "," "," "," "," "," "," "," "," "," "," "," "," "," "," "," "," "," "," "," "," "," "," "," "," "," "," "," "," "," "," "," "," "," "," "," "," "," "," "," "," "," "," "," "," "," "," "," "," "," "," "," "," "," "," "," "," "," "," "," "," "," "," "," "," "," "," "," "," "," "," "," "," ",null,{"$f":"IF($D598=\"Full\",'Failure Persistence Storage'!AB598,0)","v":0},{"$f":"IF($D598=\"Full\",'Failure Persistence Storage'!AE598,0)","v":0},{"$f":"IF($D598=\"Full\",'Failure Persistence Storage'!AF598,0)","v":0},{"$f":"IF($D598=\"Full\",'Failure Persistence Storage'!AI598,0)","v":0},{"$f":"IF($D598=\"Full\",'Failure Persistence Storage'!AJ598,0)","v":0},{"$f":"IF($D598=\"Full\",'Failure Persistence Storage'!AM598,0)","v":0},{"$f":"IF($D598=\"Full\",'Failure Persistence Storage'!AN598,0)","v":0},{"$f":"IF($D598=\"Full\",'Failure Persistence Storage'!AQ598,0)","v":0},{"$f":"IF($D598=\"Full\",'Failure Persistence Storage'!AR598,0)","v":0},{"$f":"IF($D598=\"Full\",'Failure Persistence Storage'!AU598,0)","v":0},{"$f":"IF($D598=\"Full\",'Failure Persistence Storage'!AV598,0)","v":0},{"$f":"IF($D598=\"Full\",'Failure Persistence Storage'!AY598,0)","v":0},{"$f":"IF($D598=\"Full\",'Failure Persistence Storage'!AZ598,0)","v":0},{"$f":"IF($D598=\"Full\",'Failure Persistence Storage'!BC598,0)","v":0},{"$f":"IF($D598=\"Full\",'Failure Persistence Storage'!BD598,0)","v":0},{"$f":"IF($D598=\"Full\",'Failure Persistence Storage'!BG598,0)","v":0},{"$f":"IF($D598=\"Full\",'Failure Persistence Storage'!BH598,0)","v":0},{"$f":"IF($D598=\"Full\",'Failure Persistence Storage'!BK598,0)","v":0},{"$f":"IF($D598=\"Full\",'Failure Persistence Storage'!BL598,0)","v":0},{"$f":"IF($D598=\"Full\",'Failure Persistence Storage'!BO598,0)","v":0},{"$f":"IF($D598=\"Full\",'Failure Persistence Storage'!BP598,0)","v":0},{"$f":"IF($D598=\"Full\",'Failure Persistence Storage'!BS598,0)","v":0},{"$f":"IF($D598=\"Full\",'Failure Persistence Storage'!BT598,0)","v":0},{"$f":"IF($D598=\"Full\",'Failure Persistence Storage'!BW598,0)","v":0},{"$f":"IF($D598=\"Full\",'Failure Persistence Storage'!BX598,0)","v":0},{"$f":"IF($D598=\"Full\",'Failure Persistence Storage'!CA598,0)","v":0},{"$f":"IF($D598=\"Full\",'Failure Persistence Storage'!CB598,0)","v":0},{"$f":"IF($D598=\"Full\",'Failure Persistence Storage'!CE598,0)","v":0},{"$f":"IF($D598=\"Full\",'Failure Persistence Storage'!CF598,0)","v":0},{"$f":"IF($D598=\"Full\",'Failure Persistence Storage'!CI598,0)","v":0},{"$f":"IF($D598=\"Full\",'Failure Persistence Storage'!CJ598,0)","v":0},{"$f":"IF($D598=\"Full\",'Failure Persistence Storage'!CM598,0)","v":0},{"$f":"IF($D598=\"Full\",'Failure Persistence Storage'!CN598,0)","v":0},{"$f":"IF($D598=\"Full\",'Failure Persistence Storage'!CQ598,0)","v":0},{"$f":"IF($D598=\"Full\",'Failure Persistence Storage'!CR598,0)","v":0},{"$f":"IF($D598=\"Full\",'Failure Persistence Storage'!CU598,0)","v":0},{"$f":"IF($D598=\"Full\",'Failure Persistence Storage'!CV598,0)","v":0},{"$f":"IF($D598=\"Full\",'Failure Persistence Storage'!CY598,0)","v":0},{"$f":"IF($D598=\"Full\",'Failure Persistence Storage'!CZ598,0)","v":0},{"$f":"IF($D598=\"Full\",'Failure Persistence Storage'!DC598,0)","v":0},{"$f":"IF($D598=\"Full\",'Failure Persistence Storage'!DD598,0)","v":0},{"$f":"IF($D598=\"Full\",'Failure Persistence Storage'!DG598,0)","v":0},{"$f":"IF($D598=\"Full\",'Failure Persistence Storage'!DH598,0)","v":0},{"$f":"IF($D598=\"Full\",'Failure Persistence Storage'!DK598,0)","v":0},{"$f":"IF($D598=\"Full\",'Failure Persistence Storage'!DL598,0)","v":0},{"$f":"IF($D598=\"Full\",'Failure Persistence Storage'!DO598,0)","v":0},{"$f":"IF($D598=\"Full\",'Failure Persistence Storage'!DP598,0)","v":0},{"$f":"IF($D598=\"Full\",'Failure Persistence Storage'!DS598,0)","v":0},{"$f":"IF($D598=\"Full\",'Failure Persistence Storage'!DT598,0)","v":0},{"$f":"IF($D598=\"Full\",'Failure Persistence Storage'!DW598,0)","v":0},{"$f":"IF($D598=\"Full\",'Failure Persistence Storage'!DX598,0)","v":0},{"$f":"IF($D598=\"Full\",'Failure Persistence Storage'!EA598,0)","v":0},{"$f":"IF($D598=\"Full\",'Failure Persistence Storage'!EB598,0)","v":0},{"$f":"IF($D598=\"Full\",'Failure Persistence Storage'!EE598,0)","v":0},{"$f":"IF($D598=\"Full\",'Failure Persistence Storage'!EF598,0)","v":0},{"$f":"IF($D598=\"Full\",'Failure Persistence Storage'!EI598,0)","v":0},{"$f":"IF($D598=\"Full\",'Failure Persistence Storage'!EJ598,0)","v":0},{"$f":"IF($D598=\"Full\",'Failure Persistence Storage'!EM598,0)","v":0},{"$f":"IF($D598=\"Full\",'Failure Persistence Storage'!EN598,0)","v":0},{"$f":"IF($D598=\"Full\",'Failure Persistence Storage'!EQ598,0)","v":0},{"$f":"IF($D598=\"Full\",'Failure Persistence Storage'!ER598,0)","v":0},{"$f":"IF($D598=\"Full\",'Failure Persistence Storage'!EU598,0)","v":0},{"$f":"IF($D598=\"Full\",'Failure Persistence Storage'!EV598,0)","v":0},{"$f":"IF($D598=\"Full\",'Failure Persistence Storage'!EY598,0)","v":0},{"$f":"IF($D598=\"Full\",'Failure Persistence Storage'!EZ598,0)","v":0},{"$f":"IF($D598=\"Full\",'Failure Persistence Storage'!FC598,0)","v":0},{"$f":"IF($D598=\"Full\",'Failure Persistence Storage'!FD598,0)","v":0},{"$f":"IF($D598=\"Full\",'Failure Persistence Storage'!FG598,0)","v":0},{"$f":"IF($D598=\"Full\",'Failure Persistence Storage'!FH598,0)","v":0},{"$f":"IF($D598=\"Full\",'Failure Persistence Storage'!FK598,0)","v":0},{"$f":"IF($D598=\"Full\",'Failure Persistence Storage'!FL598,0)","v":0},{"$f":"IF($D598=\"Full\",'Failure Persistence Storage'!FO598,0)","v":0},{"$f":"IF($D598=\"Full\",'Failure Persistence Storage'!FP598,0)","v":0},{"$f":"IF($D598=\"Full\",'Failure Persistence Storage'!FS598,0)","v":0},{"$f":"IF($D598=\"Full\",'Failure Persistence Storage'!FT598,0)","v":0},{"$f":"IF($D598=\"Full\",'Failure Persistence Storage'!FW598,0)","v":0},{"$f":"IF($D598=\"Full\",'Failure Persistence Storage'!FX598,0)","v":0},{"$f":"IF($D598=\"Full\",'Failure Persistence Storage'!GA598,0)","v":0},{"$f":"IF($D598=\"Full\",'Failure Persistence Storage'!GB598,0)","v":0},{"$f":"IF($D598=\"Full\",'Failure Persistence Storage'!GE598,0)","v":0},{"$f":"IF($D598=\"Full\",'Failure Persistence Storage'!GF598,0)","v":0},{"$f":"IF($D598=\"Full\",'Failure Persistence Storage'!GI598,0)","v":0},{"$f":"IF($D598=\"Full\",'Failure Persistence Storage'!GJ598,0)","v":0},{"$f":"IF($D598=\"Full\",'Failure Persistence Storage'!GM598,0)","v":0},{"$f":"IF($D598=\"Full\",'Failure Persistence Storage'!GN598,0)","v":0},{"$f":"IF($D598=\"Full\",'Failure Persistence Storage'!GQ598,0)","v":0},{"$f":"IF($D598=\"Full\",'Failure Persistence Storage'!GR598,0)","v":0},{"$f":"IF($D598=\"Full\",'Failure Persistence Storage'!GU598,0)","v":0},{"$f":"IF($D598=\"Full\",'Failure Persistence Storage'!GV598,0)","v":0},{"$f":"IF($D598=\"Full\",'Failure Persistence Storage'!GY598,0)","v":0},{"$f":"IF($D598=\"Full\",'Failure Persistence Storage'!GZ598,0)","v":0},{"$f":"IF($D598=\"Full\",'Failure Persistence Storage'!HC598,0)","v":0},{"$f":"IF($D598=\"Full\",'Failure Persistence Storage'!HD598,0)","v":0},{"$f":"IF($D598=\"Full\",'Failure Persistence Storage'!HG598,0)","v":0},{"$f":"IF($D598=\"Full\",'Failure Persistence Storage'!HH598,0)","v":0},{"$f":"IF($D598=\"Full\",'Failure Persistence Storage'!HK598,0)","v":0},{"$f":"IF($D598=\"Full\",'Failure Persistence Storage'!HL598,0)","v":0},{"$f":"IF($D598=\"Full\",'Failure Persistence Storage'!HO598,0)","v":0}]
[null,"Combination of elements",null,{"$f":"IF(OR(D589=\"Part\",D590=\"Part\",D591=\"Part\",D592=\"Part\",D593=\"Part\",D594=\"Part\",D595=\"Part\",D596=\"Part\",D597=\"Part\",D598=\"Part\"),\"Part\",IF(OR(D589=\"Full\",D590=\"Full\",D591=\"Full\",D592=\"Full\",D593=\"Full\",D594=\"Full\",D595=\"Full\",D596=\"Full\",D597=\"Full\",D598=\"Full\"),\"Full\",IF(AND(D589=\" \",D590=\" \",D591=\" \",D592=\" \",D593=\" \",D594=\" \",D595=\" \",D596=\" \",D597=\" \",D598=\" \"),\" \",\" \")))","v":" "},null,null,null,null,null,null,null,null,null,null,null,null,null,null,null,null,null,null,null,null,null,null,null,{"$f":"IF($D599=\" \",\" \",1/AC599)","v":" "},{"$f":"IF($D599=\" \",\" \",SUM(AC589:AC598))","v":" "},{"$f":"IF($D599=\" \",\" \",SUM(AD589:AD598))","v":" "},{"$f":"IF($D599=\" \",\" \",AB599*AD599)","v":" "},{"$f":"IF($D599=\" \",\" \",1/AG599)","v":" "},{"$f":"IF($D599=\" \",\" \",SUM(AG589:AG598))","v":" "},{"$f":"IF($D599=\" \",\" \",SUM(AH589:AH598))","v":" "},{"$f":"IF($D599=\" \",\" \",AF599*AH599)","v":" "},{"$f":"IF($D599=\" \",\" \",1/AK599)","v":" "},{"$f":"IF($D599=\" \",\" \",SUM(AK589:AK598))","v":" "},{"$f":"IF($D599=\" \",\" \",SUM(AL589:AL598))","v":" "},{"$f":"IF($D599=\" \",\" \",AJ599*AL599)","v":" "},{"$f":"IF($D599=\" \",\" \",1/AO599)","v":" "},{"$f":"IF($D599=\" \",\" \",SUM(AO589:AO598))","v":" "},{"$f":"IF($D599=\" \",\" \",SUM(AP589:AP598))","v":" "},{"$f":"IF($D599=\" \",\" \",AN599*AP599)","v":" "},{"$f":"IF($D599=\" \",\" \",1/AS599)","v":" "},{"$f":"IF($D599=\" \",\" \",SUM(AS589:AS598))","v":" "},{"$f":"IF($D599=\" \",\" \",SUM(AT589:AT598))","v":" "},{"$f":"IF($D599=\" \",\" \",AR599*AT599)","v":" "},{"$f":"IF($D599=\" \",\" \",1/AW599)","v":" "},{"$f":"IF($D599=\" \",\" \",SUM(AW589:AW598))","v":" "},{"$f":"IF($D599=\" \",\" \",SUM(AX589:AX598))","v":" "},{"$f":"IF($D599=\" \",\" \",AV599*AX599)","v":" "},{"$f":"IF($D599=\" \",\" \",1/BA599)","v":" "},{"$f":"IF($D599=\" \",\" \",SUM(BA589:BA598))","v":" "},{"$f":"IF($D599=\" \",\" \",SUM(BB589:BB598))","v":" "},{"$f":"IF($D599=\" \",\" \",AZ599*BB599)","v":" "},{"$f":"IF($D599=\" \",\" \",1/BE599)","v":" "},{"$f":"IF($D599=\" \",\" \",SUM(BE589:BE598))","v":" "},{"$f":"IF($D599=\" \",\" \",SUM(BF589:BF598))","v":" "},{"$f":"IF($D599=\" \",\" \",BD599*BF599)","v":" "},{"$f":"IF($D599=\" \",\" \",1/BI599)","v":" "},{"$f":"IF($D599=\" \",\" \",SUM(BI589:BI598))","v":" "},{"$f":"IF($D599=\" \",\" \",SUM(BJ589:BJ598))","v":" "},{"$f":"IF($D599=\" \",\" \",BH599*BJ599)","v":" "},{"$f":"IF($D599=\" \",\" \",1/BM599)","v":" "},{"$f":"IF($D599=\" \",\" \",SUM(BM589:BM598))","v":" "},{"$f":"IF($D599=\" \",\" \",SUM(BN589:BN598))","v":" "},{"$f":"IF($D599=\" \",\" \",BL599*BN599)","v":" "},{"$f":"IF($D599=\" \",\" \",1/BQ599)","v":" "},{"$f":"IF($D599=\" \",\" \",SUM(BQ589:BQ598))","v":" "},{"$f":"IF($D599=\" \",\" \",SUM(BR589:BR598))","v":" "},{"$f":"IF($D599=\" \",\" \",BP599*BR599)","v":" "},{"$f":"IF($D599=\" \",\" \",1/BU599)","v":" "},{"$f":"IF($D599=\" \",\" \",SUM(BU589:BU598))","v":" "},{"$f":"IF($D599=\" \",\" \",SUM(BV589:BV598))","v":" "},{"$f":"IF($D599=\" \",\" \",BT599*BV599)","v":" "},{"$f":"IF($D599=\" \",\" \",1/BY599)","v":" "},{"$f":"IF($D599=\" \",\" \",SUM(BY589:BY598))","v":" "},{"$f":"IF($D599=\" \",\" \",SUM(BZ589:BZ598))","v":" "},{"$f":"IF($D599=\" \",\" \",BX599*BZ599)","v":" "},{"$f":"IF($D599=\" \",\" \",1/CC599)","v":" "},{"$f":"IF($D599=\" \",\" \",SUM(CC589:CC598))","v":" "},{"$f":"IF($D599=\" \",\" \",SUM(CD589:CD598))","v":" "},{"$f":"IF($D599=\" \",\" \",CB599*CD599)","v":" "},{"$f":"IF($D599=\" \",\" \",1/CG599)","v":" "},{"$f":"IF($D599=\" \",\" \",SUM(CG589:CG598))","v":" "},{"$f":"IF($D599=\" \",\" \",SUM(CH589:CH598))","v":" "},{"$f":"IF($D599=\" \",\" \",CF599*CH599)","v":" "},{"$f":"IF($D599=\" \",\" \",1/CK599)","v":" "},{"$f":"IF($D599=\" \",\" \",SUM(CK589:CK598))","v":" "},{"$f":"IF($D599=\" \",\" \",SUM(CL589:CL598))","v":" "},{"$f":"IF($D599=\" \",\" \",CJ599*CL599)","v":" "},{"$f":"IF($D599=\" \",\" \",1/CO599)","v":" "},{"$f":"IF($D599=\" \",\" \",SUM(CO589:CO598))","v":" "},{"$f":"IF($D599=\" \",\" \",SUM(CP589:CP598))","v":" "},{"$f":"IF($D599=\" \",\" \",CN599*CP599)","v":" "},{"$f":"IF($D599=\" \",\" \",1/CS599)","v":" "},{"$f":"IF($D599=\" \",\" \",SUM(CS589:CS598))","v":" "},{"$f":"IF($D599=\" \",\" \",SUM(CT589:CT598))","v":" "},{"$f":"IF($D599=\" \",\" \",CR599*CT599)","v":" "},{"$f":"IF($D599=\" \",\" \",1/CW599)","v":" "},{"$f":"IF($D599=\" \",\" \",SUM(CW589:CW598))","v":" "},{"$f":"IF($D599=\" \",\" \",SUM(CX589:CX598))","v":" "},{"$f":"IF($D599=\" \",\" \",CV599*CX599)","v":" "},{"$f":"IF($D599=\" \",\" \",1/DA599)","v":" "},{"$f":"IF($D599=\" \",\" \",SUM(DA589:DA598))","v":" "},{"$f":"IF($D599=\" \",\" \",SUM(DB589:DB598))","v":" "},{"$f":"IF($D599=\" \",\" \",CZ599*DB599)","v":" "},{"$f":"IF($D599=\" \",\" \",1/DE599)","v":" "},{"$f":"IF($D599=\" \",\" \",SUM(DE589:DE598))","v":" "},{"$f":"IF($D599=\" \",\" \",SUM(DF589:DF598))","v":" "},{"$f":"IF($D599=\" \",\" \",DD599*DF599)","v":" "},{"$f":"IF($D599=\" \",\" \",1/DI599)","v":" "},{"$f":"IF($D599=\" \",\" \",SUM(DI589:DI598))","v":" "},{"$f":"IF($D599=\" \",\" \",SUM(DJ589:DJ598))","v":" "},{"$f":"IF($D599=\" \",\" \",DH599*DJ599)","v":" "},{"$f":"IF($D599=\" \",\" \",1/DM599)","v":" "},{"$f":"IF($D599=\" \",\" \",SUM(DM589:DM598))","v":" "},{"$f":"IF($D599=\" \",\" \",SUM(DN589:DN598))","v":" "},{"$f":"IF($D599=\" \",\" \",DL599*DN599)","v":" "},{"$f":"IF($D599=\" \",\" \",1/DQ599)","v":" "},{"$f":"IF($D599=\" \",\" \",SUM(DQ589:DQ598))","v":" "},{"$f":"IF($D599=\" \",\" \",SUM(DR589:DR598))","v":" "},{"$f":"IF($D599=\" \",\" \",DP599*DR599)","v":" "},{"$f":"IF($D599=\" \",\" \",1/DU599)","v":" "},{"$f":"IF($D599=\" \",\" \",SUM(DU589:DU598))","v":" "},{"$f":"IF($D599=\" \",\" \",SUM(DV589:DV598))","v":" "},{"$f":"IF($D599=\" \",\" \",DT599*DV599)","v":" "},{"$f":"IF($D599=\" \",\" \",1/DY599)","v":" "},{"$f":"IF($D599=\" \",\" \",SUM(DY589:DY598))","v":" "},{"$f":"IF($D599=\" \",\" \",SUM(DZ589:DZ598))","v":" "},{"$f":"IF($D599=\" \",\" \",DX599*DZ599)","v":" "},{"$f":"IF($D599=\" \",\" \",1/EC599)","v":" "},{"$f":"IF($D599=\" \",\" \",SUM(EC589:EC598))","v":" "},{"$f":"IF($D599=\" \",\" \",SUM(ED589:ED598))","v":" "},{"$f":"IF($D599=\" \",\" \",EB599*ED599)","v":" "},{"$f":"IF($D599=\" \",\" \",1/EG599)","v":" "},{"$f":"IF($D599=\" \",\" \",SUM(EG589:EG598))","v":" "},{"$f":"IF($D599=\" \",\" \",SUM(EH589:EH598))","v":" "},{"$f":"IF($D599=\" \",\" \",EF599*EH599)","v":" "},{"$f":"IF($D599=\" \",\" \",1/EK599)","v":" "},{"$f":"IF($D599=\" \",\" \",SUM(EK589:EK598))","v":" "},{"$f":"IF($D599=\" \",\" \",SUM(EL589:EL598))","v":" "},{"$f":"IF($D599=\" \",\" \",EJ599*EL599)","v":" "},{"$f":"IF($D599=\" \",\" \",1/EO599)","v":" "},{"$f":"IF($D599=\" \",\" \",SUM(EO589:EO598))","v":" "},{"$f":"IF($D599=\" \",\" \",SUM(EP589:EP598))","v":" "},{"$f":"IF($D599=\" \",\" \",EN599*EP599)","v":" "},{"$f":"IF($D599=\" \",\" \",1/ES599)","v":" "},{"$f":"IF($D599=\" \",\" \",SUM(ES589:ES598))","v":" "},{"$f":"IF($D599=\" \",\" \",SUM(ET589:ET598))","v":" "},{"$f":"IF($D599=\" \",\" \",ER599*ET599)","v":" "},{"$f":"IF($D599=\" \",\" \",1/EW599)","v":" "},{"$f":"IF($D599=\" \",\" \",SUM(EW589:EW598))","v":" "},{"$f":"IF($D599=\" \",\" \",SUM(EX589:EX598))","v":" "},{"$f":"IF($D599=\" \",\" \",EV599*EX599)","v":" "},{"$f":"IF($D599=\" \",\" \",1/FA599)","v":" "},{"$f":"IF($D599=\" \",\" \",SUM(FA589:FA598))","v":" "},{"$f":"IF($D599=\" \",\" \",SUM(FB589:FB598))","v":" "},{"$f":"IF($D599=\" \",\" \",EZ599*FB599)","v":" "},{"$f":"IF($D599=\" \",\" \",1/FE599)","v":" "},{"$f":"IF($D599=\" \",\" \",SUM(FE589:FE598))","v":" "},{"$f":"IF($D599=\" \",\" \",SUM(FF589:FF598))","v":" "},{"$f":"IF($D599=\" \",\" \",FD599*FF599)","v":" "},{"$f":"IF($D599=\" \",\" \",1/FI599)","v":" "},{"$f":"IF($D599=\" \",\" \",SUM(FI589:FI598))","v":" "},{"$f":"IF($D599=\" \",\" \",SUM(FJ589:FJ598))","v":" "},{"$f":"IF($D599=\" \",\" \",FH599*FJ599)","v":" "},{"$f":"IF($D599=\" \",\" \",1/FM599)","v":" "},{"$f":"IF($D599=\" \",\" \",SUM(FM589:FM598))","v":" "},{"$f":"IF($D599=\" \",\" \",SUM(FN589:FN598))","v":" "},{"$f":"IF($D599=\" \",\" \",FL599*FN599)","v":" "},{"$f":"IF($D599=\" \",\" \",1/FQ599)","v":" "},{"$f":"IF($D599=\" \",\" \",SUM(FQ589:FQ598))","v":" "},{"$f":"IF($D599=\" \",\" \",SUM(FR589:FR598))","v":" "},{"$f":"IF($D599=\" \",\" \",FP599*FR599)","v":" "},{"$f":"IF($D599=\" \",\" \",1/FU599)","v":" "},{"$f":"IF($D599=\" \",\" \",SUM(FU589:FU598))","v":" "},{"$f":"IF($D599=\" \",\" \",SUM(FV589:FV598))","v":" "},{"$f":"IF($D599=\" \",\" \",FT599*FV599)","v":" "},{"$f":"IF($D599=\" \",\" \",1/FY599)","v":" "},{"$f":"IF($D599=\" \",\" \",SUM(FY589:FY598))","v":" "},{"$f":"IF($D599=\" \",\" \",SUM(FZ589:FZ598))","v":" "},{"$f":"IF($D599=\" \",\" \",FX599*FZ599)","v":" "},{"$f":"IF($D599=\" \",\" \",1/GC599)","v":" "},{"$f":"IF($D599=\" \",\" \",SUM(GC589:GC598))","v":" "},{"$f":"IF($D599=\" \",\" \",SUM(GD589:GD598))","v":" "},{"$f":"IF($D599=\" \",\" \",GB599*GD599)","v":" "},{"$f":"IF($D599=\" \",\" \",1/GG599)","v":" "},{"$f":"IF($D599=\" \",\" \",SUM(GG589:GG598))","v":" "},{"$f":"IF($D599=\" \",\" \",SUM(GH589:GH598))","v":" "},{"$f":"IF($D599=\" \",\" \",GF599*GH599)","v":" "},{"$f":"IF($D599=\" \",\" \",1/GK599)","v":" "},{"$f":"IF($D599=\" \",\" \",SUM(GK589:GK598))","v":" "},{"$f":"IF($D599=\" \",\" \",SUM(GL589:GL598))","v":" "},{"$f":"IF($D599=\" \",\" \",GJ599*GL599)","v":" "},{"$f":"IF($D599=\" \",\" \",1/GO599)","v":" "},{"$f":"IF($D599=\" \",\" \",SUM(GO589:GO598))","v":" "},{"$f":"IF($D599=\" \",\" \",SUM(GP589:GP598))","v":" "},{"$f":"IF($D599=\" \",\" \",GN599*GP599)","v":" "},{"$f":"IF($D599=\" \",\" \",1/GS599)","v":" "},{"$f":"IF($D599=\" \",\" \",SUM(GS589:GS598))","v":" "},{"$f":"IF($D599=\" \",\" \",SUM(GT589:GT598))","v":" "},{"$f":"IF($D599=\" \",\" \",GR599*GT599)","v":" "},{"$f":"IF($D599=\" \",\" \",1/GW599)","v":" "},{"$f":"IF($D599=\" \",\" \",SUM(GW589:GW598))","v":" "},{"$f":"IF($D599=\" \",\" \",SUM(GX589:GX598))","v":" "},{"$f":"IF($D599=\" \",\" \",GV599*GX599)","v":" "},{"$f":"IF($D599=\" \",\" \",1/HA599)","v":" "},{"$f":"IF($D599=\" \",\" \",SUM(HA589:HA598))","v":" "},{"$f":"IF($D599=\" \",\" \",SUM(HB589:HB598))","v":" "},{"$f":"IF($D599=\" \",\" \",GZ599*HB599)","v":" "},{"$f":"IF($D599=\" \",\" \",1/HE599)","v":" "},{"$f":"IF($D599=\" \",\" \",SUM(HE589:HE598))","v":" "},{"$f":"IF($D599=\" \",\" \",SUM(HF589:HF598))","v":" "},{"$f":"IF($D599=\" \",\" \",HD599*HF599)","v":" "},{"$f":"IF($D599=\" \",\" \",1/HI599)","v":" "},{"$f":"IF($D599=\" \",\" \",SUM(HI589:HI598))","v":" "},{"$f":"IF($D599=\" \",\" \",SUM(HJ589:HJ598))","v":" "},{"$f":"IF($D599=\" \",\" \",HH599*HJ599)","v":" "},{"$f":"IF($D599=\" \",\" \",1/HM599)","v":" "},{"$f":"IF($D599=\" \",\" \",SUM(HM589:HM598))","v":" "},{"$f":"IF($D599=\" \",\" \",SUM(HN589:HN598))","v":" "},{"$f":"IF($D599=\" \",\" \",HL599*HN599)","v":" "},null,{"$f":"IF($D599=\"Full\",'Failure Persistence Storage'!AB599,0)","v":0},{"$f":"IF($D599=\"Full\",'Failure Persistence Storage'!AE599,0)","v":0},{"$f":"IF($D599=\"Full\",'Failure Persistence Storage'!AF599,0)","v":0},{"$f":"IF($D599=\"Full\",'Failure Persistence Storage'!AI599,0)","v":0},{"$f":"IF($D599=\"Full\",'Failure Persistence Storage'!AJ599,0)","v":0},{"$f":"IF($D599=\"Full\",'Failure Persistence Storage'!AM599,0)","v":0},{"$f":"IF($D599=\"Full\",'Failure Persistence Storage'!AN599,0)","v":0},{"$f":"IF($D599=\"Full\",'Failure Persistence Storage'!AQ599,0)","v":0},{"$f":"IF($D599=\"Full\",'Failure Persistence Storage'!AR599,0)","v":0},{"$f":"IF($D599=\"Full\",'Failure Persistence Storage'!AU599,0)","v":0},{"$f":"IF($D599=\"Full\",'Failure Persistence Storage'!AV599,0)","v":0},{"$f":"IF($D599=\"Full\",'Failure Persistence Storage'!AY599,0)","v":0},{"$f":"IF($D599=\"Full\",'Failure Persistence Storage'!AZ599,0)","v":0},{"$f":"IF($D599=\"Full\",'Failure Persistence Storage'!BC599,0)","v":0},{"$f":"IF($D599=\"Full\",'Failure Persistence Storage'!BD599,0)","v":0},{"$f":"IF($D599=\"Full\",'Failure Persistence Storage'!BG599,0)","v":0},{"$f":"IF($D599=\"Full\",'Failure Persistence Storage'!BH599,0)","v":0},{"$f":"IF($D599=\"Full\",'Failure Persistence Storage'!BK599,0)","v":0},{"$f":"IF($D599=\"Full\",'Failure Persistence Storage'!BL599,0)","v":0},{"$f":"IF($D599=\"Full\",'Failure Persistence Storage'!BO599,0)","v":0},{"$f":"IF($D599=\"Full\",'Failure Persistence Storage'!BP599,0)","v":0},{"$f":"IF($D599=\"Full\",'Failure Persistence Storage'!BS599,0)","v":0},{"$f":"IF($D599=\"Full\",'Failure Persistence Storage'!BT599,0)","v":0},{"$f":"IF($D599=\"Full\",'Failure Persistence Storage'!BW599,0)","v":0},{"$f":"IF($D599=\"Full\",'Failure Persistence Storage'!BX599,0)","v":0},{"$f":"IF($D599=\"Full\",'Failure Persistence Storage'!CA599,0)","v":0},{"$f":"IF($D599=\"Full\",'Failure Persistence Storage'!CB599,0)","v":0},{"$f":"IF($D599=\"Full\",'Failure Persistence Storage'!CE599,0)","v":0},{"$f":"IF($D599=\"Full\",'Failure Persistence Storage'!CF599,0)","v":0},{"$f":"IF($D599=\"Full\",'Failure Persistence Storage'!CI599,0)","v":0},{"$f":"IF($D599=\"Full\",'Failure Persistence Storage'!CJ599,0)","v":0},{"$f":"IF($D599=\"Full\",'Failure Persistence Storage'!CM599,0)","v":0},{"$f":"IF($D599=\"Full\",'Failure Persistence Storage'!CN599,0)","v":0},{"$f":"IF($D599=\"Full\",'Failure Persistence Storage'!CQ599,0)","v":0},{"$f":"IF($D599=\"Full\",'Failure Persistence Storage'!CR599,0)","v":0},{"$f":"IF($D599=\"Full\",'Failure Persistence Storage'!CU599,0)","v":0},{"$f":"IF($D599=\"Full\",'Failure Persistence Storage'!CV599,0)","v":0},{"$f":"IF($D599=\"Full\",'Failure Persistence Storage'!CY599,0)","v":0},{"$f":"IF($D599=\"Full\",'Failure Persistence Storage'!CZ599,0)","v":0},{"$f":"IF($D599=\"Full\",'Failure Persistence Storage'!DC599,0)","v":0},{"$f":"IF($D599=\"Full\",'Failure Persistence Storage'!DD599,0)","v":0},{"$f":"IF($D599=\"Full\",'Failure Persistence Storage'!DG599,0)","v":0},{"$f":"IF($D599=\"Full\",'Failure Persistence Storage'!DH599,0)","v":0},{"$f":"IF($D599=\"Full\",'Failure Persistence Storage'!DK599,0)","v":0},{"$f":"IF($D599=\"Full\",'Failure Persistence Storage'!DL599,0)","v":0},{"$f":"IF($D599=\"Full\",'Failure Persistence Storage'!DO599,0)","v":0},{"$f":"IF($D599=\"Full\",'Failure Persistence Storage'!DP599,0)","v":0},{"$f":"IF($D599=\"Full\",'Failure Persistence Storage'!DS599,0)","v":0},{"$f":"IF($D599=\"Full\",'Failure Persistence Storage'!DT599,0)","v":0},{"$f":"IF($D599=\"Full\",'Failure Persistence Storage'!DW599,0)","v":0},{"$f":"IF($D599=\"Full\",'Failure Persistence Storage'!DX599,0)","v":0},{"$f":"IF($D599=\"Full\",'Failure Persistence Storage'!EA599,0)","v":0},{"$f":"IF($D599=\"Full\",'Failure Persistence Storage'!EB599,0)","v":0},{"$f":"IF($D599=\"Full\",'Failure Persistence Storage'!EE599,0)","v":0},{"$f":"IF($D599=\"Full\",'Failure Persistence Storage'!EF599,0)","v":0},{"$f":"IF($D599=\"Full\",'Failure Persistence Storage'!EI599,0)","v":0},{"$f":"IF($D599=\"Full\",'Failure Persistence Storage'!EJ599,0)","v":0},{"$f":"IF($D599=\"Full\",'Failure Persistence Storage'!EM599,0)","v":0},{"$f":"IF($D599=\"Full\",'Failure Persistence Storage'!EN599,0)","v":0},{"$f":"IF($D599=\"Full\",'Failure Persistence Storage'!EQ599,0)","v":0},{"$f":"IF($D599=\"Full\",'Failure Persistence Storage'!ER599,0)","v":0},{"$f":"IF($D599=\"Full\",'Failure Persistence Storage'!EU599,0)","v":0},{"$f":"IF($D599=\"Full\",'Failure Persistence Storage'!EV599,0)","v":0},{"$f":"IF($D599=\"Full\",'Failure Persistence Storage'!EY599,0)","v":0},{"$f":"IF($D599=\"Full\",'Failure Persistence Storage'!EZ599,0)","v":0},{"$f":"IF($D599=\"Full\",'Failure Persistence Storage'!FC599,0)","v":0},{"$f":"IF($D599=\"Full\",'Failure Persistence Storage'!FD599,0)","v":0},{"$f":"IF($D599=\"Full\",'Failure Persistence Storage'!FG599,0)","v":0},{"$f":"IF($D599=\"Full\",'Failure Persistence Storage'!FH599,0)","v":0},{"$f":"IF($D599=\"Full\",'Failure Persistence Storage'!FK599,0)","v":0},{"$f":"IF($D599=\"Full\",'Failure Persistence Storage'!FL599,0)","v":0},{"$f":"IF($D599=\"Full\",'Failure Persistence Storage'!FO599,0)","v":0},{"$f":"IF($D599=\"Full\",'Failure Persistence Storage'!FP599,0)","v":0},{"$f":"IF($D599=\"Full\",'Failure Persistence Storage'!FS599,0)","v":0},{"$f":"IF($D599=\"Full\",'Failure Persistence Storage'!FT599,0)","v":0},{"$f":"IF($D599=\"Full\",'Failure Persistence Storage'!FW599,0)","v":0},{"$f":"IF($D599=\"Full\",'Failure Persistence Storage'!FX599,0)","v":0},{"$f":"IF($D599=\"Full\",'Failure Persistence Storage'!GA599,0)","v":0},{"$f":"IF($D599=\"Full\",'Failure Persistence Storage'!GB599,0)","v":0},{"$f":"IF($D599=\"Full\",'Failure Persistence Storage'!GE599,0)","v":0},{"$f":"IF($D599=\"Full\",'Failure Persistence Storage'!GF599,0)","v":0},{"$f":"IF($D599=\"Full\",'Failure Persistence Storage'!GI599,0)","v":0},{"$f":"IF($D599=\"Full\",'Failure Persistence Storage'!GJ599,0)","v":0},{"$f":"IF($D599=\"Full\",'Failure Persistence Storage'!GM599,0)","v":0},{"$f":"IF($D599=\"Full\",'Failure Persistence Storage'!GN599,0)","v":0},{"$f":"IF($D599=\"Full\",'Failure Persistence Storage'!GQ599,0)","v":0},{"$f":"IF($D599=\"Full\",'Failure Persistence Storage'!GR599,0)","v":0},{"$f":"IF($D599=\"Full\",'Failure Persistence Storage'!GU599,0)","v":0},{"$f":"IF($D599=\"Full\",'Failure Persistence Storage'!GV599,0)","v":0},{"$f":"IF($D599=\"Full\",'Failure Persistence Storage'!GY599,0)","v":0},{"$f":"IF($D599=\"Full\",'Failure Persistence Storage'!GZ599,0)","v":0},{"$f":"IF($D599=\"Full\",'Failure Persistence Storage'!HC599,0)","v":0},{"$f":"IF($D599=\"Full\",'Failure Persistence Storage'!HD599,0)","v":0},{"$f":"IF($D599=\"Full\",'Failure Persistence Storage'!HG599,0)","v":0},{"$f":"IF($D599=\"Full\",'Failure Persistence Storage'!HH599,0)","v":0},{"$f":"IF($D599=\"Full\",'Failure Persistence Storage'!HK599,0)","v":0},{"$f":"IF($D599=\"Full\",'Failure Persistence Storage'!HL599,0)","v":0},{"$f":"IF($D599=\"Full\",'Failure Persistence Storage'!HO599,0)","v":0}]

{"sheet":"South East Qld Peaking Factors","index":2,"n_rows":150,"n_cols":32,"rows_kept":150,"cut":false,"hidden":false,"merged":[]}
[]
[]
[]
[]
[null,null,"LOS",null,null,null,null,null,null,"MD",null,null,null,null,null,null,null,"LOS",null,null,null,null,null,null,"30 DAY"]
[null,"Percentile","Years",null,null,null,null,null,null,null,null,null,null,null,null,null,null,"Years"]
[null,100,null,8.9706617911705019E-2,0.30591791707359928,0.48594839010424284,0.69088017703341942,0.90429088722201434,1.4027624677370909,4.1743287698248128,14.674442700290845,37.237611923082355,72.464012348878896,174.27052688986237,352.52118206901383,787.29964753000888,2000,null,8.9706617911705019E-2,0.30591791707359928,0.48594839010424284,0.69088017703341942,0.90429088722201434,1.4027624677370909,4.1743287698248128,14.674442700290845,37.237611923082355,72.464012348878896,174.27052688986237,352.52118206901383,787.29964753000888,2000]
[null,null,1,1.382295485602083,1.2887490296734176,1.2908035578023958,1.2915300922099437,1.2418755682018046,1.2225116290685281,1.1229894667532476,1.143522014335679,1.1340029682740318,1.1344662213410375,1.1351768844476497,1.1356481050647393,1.1362838367566204,1.1370263823525879,1,1.0213111538603661,1.0347973096130734,1.0455691486061127,1.0459191577565252,1.0460553177770568,1.0462629922810847,1.0464739856934195,1.0467638340638188,1.0471077240096798,1.0473614337836907,1.0982510358893851,1.0986011367071595,1.0990652210733995,1.0996005190171607]
[null,null,2,2.6119098904652054,1.9902993516763328,1.840857116601079,1.7907941535743912,1.7205788322791804,1.659046735108251,1.5328996299534166,1.5167362225529997,1.4762067660414195,1.4469571494040245,1.4032309491099983,1.3749829675612157,1.3377899966542537,1.2956449985293785,2,1.5599675501257577,1.3297123734277527,1.2917536799621385,1.2707413918782351,1.2626617494743082,1.250439306037241,1.2381451370614716,1.2214570491430552,1.2019548589656679,1.1877707438419121,1.1891997271865355,1.1707713864076299,1.1467914906293739,1.1197533902857375]
[null,null,2.5,2.9663995731952957,2.1710429317319604,1.9762963393420014,1.9117623108985398,1.8365124384334144,1.7635173812992373,1.6313281361773255,1.6048822155172582,1.5561583649661945,1.5191074378164835,1.4640040491660542,1.4285913822950598,1.3821913387529912,1.329931030108537,2.5,1.6978802724123252,1.3980998652560201,1.3475506470162275,1.3212012872070877,1.3110930006363077,1.295826828662562,1.2805017613268723,1.2597492208014935,1.2355704590490846,1.2180351828780065,1.2082740179744187,1.1857646824325154,1.1565826178648138,1.12382807177554]
[null,null,5,3.8262431938511861,2.5832618583664497,2.2778023518243238,2.1787648032271645,2.0923410280867873,1.9926085658041774,1.847551450132811,1.7968398718284933,1.7292866615653362,1.6743803953919747,1.593560382413348,1.5421600240712283,1.4754639854148239,1.4012489869540308,5,2.0113611535098732,1.545607304366194,1.4664790931145981,1.4282117823205678,1.4135997118543786,1.3916039999232963,1.369611607502166,1.3399725286075566,1.3056483793967428,1.2808971264110662,1.2473453388913422,1.2163297611418744,1.1764163714185141,1.1320219709048782]
[null,null,10,4.3455427840812657,2.8178537031103326,2.4453893835968641,2.3259403805893299,2.2333241880209553,2.1180836956302667,1.966183959303627,1.9012642485559759,1.8229451088587254,1.7578707934935744,1.6625765373286867,1.6022864082569184,1.5244347366796818,1.4383295661802087,10,2.189180424275881,1.6250983349148367,1.5298232793269599,1.4849246725309115,1.4678204108783677,1.4421154143734469,1.4164656656509407,1.3819801113703156,1.3421640217638207,1.3135344288490658,1.2673522621717679,1.2319064931874326,1.1864604312746712,1.1361412966518791]
[null,null,15,4.5338573340163517,2.9006930768186288,2.5039482614651787,2.3771759130742871,2.2823988285290677,2.1616406160509998,2.0073973713918476,1.9374039627874506,1.8552785567880814,1.7866160202297545,1.6862398753307877,1.6228450352906119,1.5411168799196051,1.4509065454850585,15,2.2518807512473908,1.6524936777522112,1.5515403045442211,1.5043250721591981,1.486352258471507,1.4593567429518326,1.4324372073731277,1.3962732753443339,1.3545614525209293,1.3245972941489543,1.2740922959010492,1.2371429408107133,1.1898274717808623,1.1375177336233964]
[null,null,20,4.6310530944643578,2.9430215808801039,2.5337514785714026,2.4032153669917804,2.3073390636815208,2.1837538279942117,2.0283269091806719,1.9557306168836155,1.8716597102166646,1.8011644250601213,1.6981975458186001,1.6332230571967243,1.549526285492774,1.4572362158860714,20,2.2839011593137948,1.6663640485824265,1.5625141538143135,1.5141201151538279,1.4957057381390264,1.4680545526939477,1.4404903852979329,1.4034751974208828,1.3608030446892931,1.3301636180809839,1.2774757426946244,1.2397695056537719,1.1915145735710031,1.1382065773162822]
[null,null,30,4.7303325146204438,2.9859677656849857,2.563909428146963,2.4295400556521436,2.3325518258444529,2.2060932542946179,2.0494746626343643,1.974230629895531,1.888185500787023,1.8158312974742956,1.7102400120022008,1.6436674460918845,1.5579815786316531,1.4635934998694409,30,2.316376878582699,1.6803508417563746,1.5735656197389327,1.5239789361636238,1.5051180784039528,1.4768042016417096,1.448588838278674,1.4107142667253509,1.3670733970683684,1.3357533332446381,1.280868174482648,1.2424016469283385,1.193204067567172,1.1388958381504741]
[null,null,40,4.7807675189847174,3.0076752999806935,2.5791227450919529,2.4428103380676265,2.3452613338997317,2.2173485200737328,2.0601310802997448,1.9835461578497569,1.896503033645883,1.8232094601819906,1.7162932312242121,1.6489146606838991,1.5622265112332219,1.4667825345796253,40,2.3327874995419706,1.6873882017784576,1.579120630349347,1.5289323930921885,1.5098464369209355,1.4811985622969095,1.4526551224019872,1.4143477914257361,1.3702193997262999,1.3385569932398402,1.2825677672034546,1.243719812426225,1.1940497127023291,1.1392406250744935]
[null,null,50,4.8112862712943647,3.0207754963563964,2.5882940308195628,2.4508072740758284,2.35292025511957,2.2241292239766914,2.0665515087894324,1.989156560196407,1.9015111297993088,1.827650740068121,1.7199354417897654,1.6520710265552452,1.5647790204093055,1.4686992897709303,50,2.3426896256803524,1.6916247567881104,1.582463045249386,1.5319121921163821,1.5126905790795759,1.4838414525894799,1.4551003697042992,1.4165323968976999,1.3721104753577853,1.3402420131036599,1.283588605141077,1.2445113829338168,1.1945573874317099,1.1394475473293149]
[null,null,60,4.8317402634882667,3.0295406447694058,2.5944263323912407,2.4561531035010269,2.3580400929758101,2.2286612090862095,2.0708429069143208,1.9929056416922928,1.904857205570571,1.8306176021531875,1.7223678751952018,1.6541786263900395,1.5664830097307161,1.4699785179011444,60,2.3493143833092325,1.6944550344766327,1.5846952512909065,1.533901950463457,1.5145896496706759,1.485605998758331,1.4567328208522194,1.417990674861664,1.3733726421803862,1.3413665379363366,1.28426961512544,1.2450393764736742,1.1948959571613691,1.1395855163785793]
[null,null,70,4.846403474192762,3.0358170320797444,2.5988154410524427,2.4599786907535104,2.3617039393259884,2.2319039940325012,2.0739136462384615,1.9955878824642093,1.9072508640274701,1.8327397375746626,1.724107433521495,1.655685700806296,1.5677012809146214,1.4708929343865049,70,2.3540578196143738,1.6964795601423714,1.5862916117107637,1.5353247885414563,1.5159475881686257,1.4868676734394215,1.4578999785429054,1.419033221023664,1.374274900684888,1.3421703475838389,1.2847562720281571,1.2454166518570069,1.1951378514318531,1.139684075927446]
[null,null,80,4.857430077601987,3.0405328542918095,2.6021121446847655,2.4628517909858201,2.3644555594827126,2.234339178799023,2.0762196885514879,1.9976019318486729,1.9090480815912885,1.8343329534098549,1.7254132551481849,1.6568169076154815,1.5686156060348513,1.4715791200212356,80,2.357621680917259,1.6979995416317299,1.5874899372602373,1.5363927831622137,1.5169668409598809,1.487814632570672,1.4587759604591595,1.4198156336358299,1.374951983535964,1.3427735209064353,1.2851213857218575,1.2456996834171221,1.1953193042700681,1.1397580011830215]
[null,null,90,4.8660236664832004,3.0442057799961377,2.6046791384998946,2.4650887442203193,2.3665979247348243,2.2362350481714168,2.078015049618716,1.9991698199090167,1.9104470882297129,1.8355730787479365,1.7264295779170753,1.6576972694361751,1.5693271164518217,1.4721130412638286,90,2.3603973027836935,1.6991826909174064,1.5884225940572292,1.537223959237324,1.5177600668937206,1.4885515732785721,1.4594576435973428,1.4204244750175985,1.3754788341513549,1.3432428431109906,1.2854054347738928,1.2459198635433131,1.1954604533015163,1.1398155019191667]
[null,null,100,4.8729094827928296,3.047147314833254,2.6067345567237217,2.4668797695970919,2.3683132144697496,2.2377529018482498,2.0794524562047103,2.0004250163516022,1.9115670316723388,1.8365657826415971,1.7272430671404795,1.6584018956872344,1.5698965571475334,1.4725403177317486,100,2.3626201528595709,1.7001298038912185,1.5891691139959303,1.5378892238406041,1.5183949462719242,1.4891413886503779,1.4600032194561621,1.4209117360964385,1.3759004599915989,1.3436184189778753,1.2856327192186643,1.2460960356644035,1.1955733845272194,1.1398615045967304]
[null,99,null,8.9706617911705019E-2,0.30591791707359928,0.48594839010424284,0.69088017703341942,0.90429088722201434,1.4027624677370909,4.1743287698248128,14.674442700290845,37.237611923082355,72.464012348878896,174.27052688986237,352.52118206901383,787.29964753000888,2000,null,8.9706617911705019E-2,0.30591791707359928,0.48594839010424284,0.69088017703341942,0.90429088722201434,1.4027624677370909,4.1743287698248128,14.674442700290845,37.237611923082355,72.464012348878896,174.27052688986237,352.52118206901383,787.29964753000888,2000]
[null,null,1,1.183674517391877,1.1912387053764633,1.1922795304045541,1.1928037250743877,1.1933058227602751,1.1938077536910305,1.1945408791800853,1.1950888012283538,1.1954955174961439,1.1959754505706863,1.1965730660494378,1.1970898434163861,1.1976354985981441,1.1983428308852522,1,1.0213111538603661,1.0247473203258459,1.0455691486061127,1.0459191577565252,1.0460553177770568,1.0462629922810847,1.0464739856934195,1.0568341950640612,1.0571813933931378,1.0876716006031681,1.0881665504973403,1.0885134365796245,1.0990652210733995,1.0996005190171607]
[null,null,2,2.3479005517217759,1.7183882770550691,1.6464024266688415,1.6113205748723054,1.5784327136282221,1.546240106782498,1.50041876816703,1.4670794697110991,1.4428216517429402,1.4147226669292974,1.3805126053346854,1.3516110817715359,1.3217640927010059,1.2840717225734375,2,1.5599675501257577,1.3232395113317368,1.2917536799621385,1.2707413918782351,1.2626617494743082,1.250439306037241,1.2381451370614716,1.2273184814479905,1.2077227056896751,1.2104120244364527,1.1837273335096876,1.1653837952523833,1.1467914906293739,1.1197533902857375]
[null,null,2.5,2.6925834857986741,1.8490378542763584,1.7561741467773753,1.7112148712190858,1.6692482744172987,1.628341313225296,1.5704162561116031,1.5284960902968152,1.4981165118465498,1.4630565786592693,1.4205633544297283,1.3848308934725677,1.3480928566183052,1.3019398561290514,2.5,1.6978802724123252,1.3926525991057417,1.3475506470162275,1.3212012872070877,1.3110930006363077,1.295826828662562,1.2805017613268723,1.2645830531317555,1.2403115141199248,1.2365745882186689,1.2038238323224573,1.1813974007581065,1.1565826178648138,1.12382807177554]
[null,null,5,3.5411811011063419,2.1408922224093585,1.9981622199942422,1.9299663288033408,1.8668553183508734,1.805853258334315,1.7203601366049635,1.6591502519298928,1.615144825106569,1.5647347947818753,1.5041843596193429,1.4537400074257527,1.4023341917694148,1.3384254998418068,5,2.0113611535098732,1.5425933740269147,1.4664790931145981,1.4282117823205678,1.4135997118543786,1.3916039999232963,1.369611607502166,1.3425408973094985,1.3081509578912951,1.290608418225399,1.2450461754487625,1.2140877670174366,1.1764163714185141,1.1320219709048782]
[null,null,10,4.0610432780336856,2.3036649015930664,2.1313870624699955,2.0496151630547539,1.9742653531178274,1.9017392274781491,1.8006183221710108,1.7286075673795733,1.6770438179886422,1.6181938615090383,1.547823012498718,1.4894699374035709,1.4302678647085885,1.3570499778713387,10,2.189180424275881,1.6235130929092239,1.5298232793269599,1.4849246725309115,1.4678204108783677,1.4421154143734469,1.4164656656509407,1.3833039203246427,1.3434496905918798,1.3185043944533348,1.2661837028830267,1.2307706165898653,1.1864604312746712,1.1361412966518791]
[null,null,15,4.2507684097566694,2.3606275565572692,2.1777407910430728,2.0911243365541861,2.0114248514984863,1.9348195519659157,1.8281946333646322,1.7524002538407781,1.6981995572144988,1.6364163844072448,1.5626487763766399,1.501574007417928,1.4397021955888649,1.3633155520626814,15,2.2518807512473908,1.6514188593189707,1.5515403045442211,1.5043250721591981,1.486352258471507,1.4593567429518326,1.4324372073731277,1.3971648000369403,1.3554263440890058,1.3279364064862798,1.2733089928820034,1.2363823539963625,1.1898274717808623,1.1375177336233964]
[null,null,20,4.3489294028211702,2.3896349199267255,2.2012943365702831,2.1121931114474335,2.0302660638255094,1.951574876959735,1.8421407603123927,1.7644191234275777,1.708877296473599,1.6456044536501464,1.5701148266117246,1.5076628786875468,1.4444426719569063,1.3664591790124001,20,2.2839011593137948,1.6655511024532355,1.5625141538143135,1.5141201151538279,1.4957057381390264,1.4680545526939477,1.4404903852979329,1.4041472361496856,1.361454650325064,1.3326776846220287,1.2768866600621938,1.2391978105056063,1.1915145735710031,1.1382065773162822]
[null,null,30,4.4493571814713775,2.418998725432643,2.2251026275241226,2.1334741612722778,2.0492837636219439,1.9684753012292795,1.8561932733381417,1.7765204246539688,1.7196221739645992,1.6548441116067865,1.5776165482701998,1.5137764402842189,1.4491987571892426,1.3696100547537753,30,2.316376878582699,1.6798042841942495,1.5735656197389327,1.5239789361636238,1.5051180784039528,1.4768042016417096,1.448588838278674,1.4111645675117725,1.3675097676646797,1.337435891067184,1.280474379556884,1.2420196782963842,1.193204067567172,1.1388958381504741]
[null,null,40,4.5004374265627476,2.4338156606285883,2.2371031623824358,2.1441949568013148,2.0588593123352648,1.9769803178384278,1.8632596779987693,1.7826021636555203,1.7250199213635327,1.65948337680738,1.5813808391113029,1.516842511226576,1.4515826691838458,1.3711882161431932,40,2.3327874995419706,1.6869765501186749,1.579120630349347,1.5289323930921885,1.5098464369209355,1.4811985622969095,1.4526551224019872,1.4146863733747106,1.3705474177411716,1.3398213612851853,1.2822720177454414,1.2434330209834248,1.1940497127023291,1.1392406250744935]
[null,null,50,4.5313666260065633,2.4427493497034853,2.244334527504471,2.1506532755943741,2.0646261048517243,1.9821009561560115,1.8675124268897412,1.7862611962067148,1.7282666990759983,1.6622731764414205,1.583643723524488,1.5186851338634355,1.4530148982891429,1.372135985707895,50,2.3426896256803524,1.6912946005724678,1.582463045249386,1.5319121921163821,1.5126905790795759,1.4838414525894799,1.4551003697042992,1.416803674342896,1.3723732456446471,1.3412546852151974,1.2833518117966418,1.244281798461524,1.1945573874317099,1.1394475473293149]
[null,null,60,4.5521040915193192,2.4487233530317591,2.2491684191259793,2.154969624769429,2.0684796040630906,1.9855220813183532,1.8703529839931885,1.7887047228788773,1.7304346118313705,1.6641356479349065,1.5851541117836068,1.5199147923270342,1.4539705026808445,1.3727681960015705,60,2.3493143833092325,1.6941794394907093,1.5846952512909065,1.533901950463457,1.5145896496706759,1.485605998758331,1.4567328208522194,1.4182169685148327,1.3735918153511768,1.3422110862627594,1.2840721796104644,1.2448479719682934,1.1948959571613691,1.1395855163785793]
[null,null,70,4.5669746457713476,2.4529994411194633,2.2526275718328983,2.1580580341193882,2.0712365061800799,1.9879693567962826,1.8723845982319671,1.7904521453191649,1.7319847856813311,1.6654672622006985,1.5862338424119198,1.520793729328046,1.4546534620012677,1.3732199531159215,70,2.3540578196143738,1.6962430508814561,1.5862916117107637,1.5353247885414563,1.5159475881686257,1.4868676734394215,1.4578999785429054,1.4192273274087501,1.3744628846792968,1.3428946473758914,1.2845869755999941,1.2452525393359593,1.1951378514318531,1.139684075927446]
[null,null,80,4.5781594322864674,2.4562114067749135,2.2552254272129528,2.1603772454623398,2.0733065938529731,1.9898067927233909,1.8739097569789809,1.791763832337941,1.7331483273292538,1.6664666721114698,1.5870441230017147,1.5214532656162858,1.4551658920082085,1.3735588685113271,80,2.357621680917259,1.6977924088081235,1.5874899372602373,1.5363927831622137,1.5169668409598809,1.487814632570672,1.4587759604591595,1.41998556891644,1.3751165491637909,1.3434075466573741,1.2849732080286287,1.2455560511442523,1.1953193042700681,1.1397580011830215]
[null,null,90,4.5868776450663562,2.4587125096877194,2.2572480525231762,2.1621827995096421,2.0749180923150483,1.9912370836093995,1.875096850399173,1.7927846976723012,1.7340538445489249,1.6672444055363169,1.5876746273859073,1.5219664360256484,1.4555645734764382,1.3738225272023388,90,2.3603973027836935,1.6989984433116336,1.5884225940572292,1.537223959237324,1.5177600668937206,1.4885515732785721,1.4594576435973428,1.4205755923699455,1.3756251697878368,1.3438066037501515,1.2852736913123615,1.2457921670273555,1.1954604533015163,1.1398155019191667]
[null,null,100,4.5938641673128515,2.4607152256002407,2.2588674587842084,2.1636283291723473,2.0762081928764609,1.9923820565189585,1.876047066556557,1.7936018087064995,1.7347785989485214,1.6678668536029528,1.5881792112399677,1.5223770969730179,1.4558835972947612,1.3740334905939293,100,2.3626201528595709,1.6999638877179164,1.5891691139959303,1.5378892238406041,1.5183949462719242,1.4891413886503779,1.4600032194561621,1.4210477876450958,1.3760322017343298,1.3441259347709651,1.2855141285302341,1.245981091960412,1.1955733845272194,1.1398615045967304]
[null,98,null,8.9706617911705019E-2,0.30591791707359928,0.48594839010424284,0.69088017703341942,0.90429088722201434,1.4027624677370909,4.1743287698248128,14.674442700290845,37.237611923082355,72.464012348878896,174.27052688986237,352.52118206901383,787.29964753000888,2000,null,8.9706617911705019E-2,0.30591791707359928,0.48594839010424284,0.69088017703341942,0.90429088722201434,1.4027624677370909,4.1743287698248128,14.674442700290845,37.237611923082355,72.464012348878896,174.27052688986237,352.52118206901383,787.29964753000888,2000]
[null,null,1,1.189094440842152,1.1623894608798113,1.1637362500705437,1.1640977604261158,1.1644083589618122,1.1647755096497012,1.1651125733580692,1.1757062946986552,1.176267916190521,1.1767135076874053,1.1771667020038923,1.1775076676125897,1.1781277277623905,1.1787636305557572,1,1.0213111538603661,1.0247473203258459,1.0455691486061127,1.0459191577565252,1.0460553177770568,1.0462629922810847,1.0464739856934195,1.0467638340638188,1.0471077240096798,1.0473614337836907,1.0982510358893851,1.0986011367071595,1.1192519161196823,1.1197970459607163]
[null,null,2,1.8769867817876977,1.6108739855464875,1.5220170434731131,1.4990283817630081,1.4795603315343715,1.4568800102799673,1.4363706645482046,1.4107726723339189,1.3781422496558349,1.3528017709645683,1.327516381559662,1.3088109451026935,1.2754806413611703,1.242197662019807,2,1.5599675501257577,1.3232395113317368,1.2917536799621385,1.2707413918782351,1.2626617494743082,1.250439306037241,1.2381451370614716,1.2214570491430552,1.2019548589656679,1.1877707438419121,1.1891997271865355,1.1707713864076299,1.1572752159129052,1.1299899389739527]
[null,null,2.5,2.0564122738322106,1.719505419268921,1.605951799123305,1.5767902868629904,1.5521659492330258,1.5235618703114,1.4977738862547736,1.4631494133106338,1.4224978092036846,1.3910631561294111,1.359816394806513,1.3367788110957894,1.2958960625050511,1.2552883650294941,2.5,1.6978802724123252,1.3926525991057417,1.3475506470162275,1.3212012872070877,1.3110930006363077,1.295826828662562,1.2805017613268723,1.2597492208014935,1.2355704590490846,1.2180351828780065,1.2082740179744187,1.1857646824325154,1.1650335002967649,1.132039624293798]
[null,null,5,2.4683579169230758,1.9592394218817113,1.787962836030498,1.7446250210996805,1.7082408282690287,1.6662214332981506,1.6285672968422125,1.5738087499255142,1.5155376311863025,1.470862981097476,1.4267932334342277,1.3945202426668897,1.3377124465389076,1.2818850877495593,5,2.0113611535098732,1.5425933740269147,1.4664790931145981,1.4282117823205678,1.4135997118543786,1.3916039999232963,1.369611607502166,1.3399725286075566,1.3056483793967428,1.2808971264110662,1.2473453388913422,1.2163297611418744,1.1807064505742142,1.1361501554313462]
[null,null,10,2.7043139386080415,2.0913633430041432,1.8865637185878914,1.8351272203750884,1.792068353156717,1.7424849166410301,1.6981867072494303,1.6322384139374813,1.5643152661974047,1.51246349955655,1.4615087676307235,1.4243196231026234,1.3591239537620656,1.295394030399629,10,2.189180424275881,1.6235130929092239,1.5298232793269599,1.4849246725309115,1.4678204108783677,1.4421154143734469,1.4164656656509407,1.3819801113703156,1.3421640217638207,1.3135344288490658,1.2673522621717679,1.2319064931874326,1.1886218161600799,1.138211014749122]
[null,null,15,2.7878758574947287,2.137355772629816,1.9206245459191811,1.866326133030306,1.8209152292582056,1.7686740247014043,1.7220483708936309,1.652193113142838,1.5809208844634528,1.5265901792984449,1.4732673118866795,1.434393590606867,1.3663370123820266,1.2999285734861625,15,2.2518807512473908,1.6514188593189707,1.5515403045442211,1.5043250721591981,1.486352258471507,1.4593567429518326,1.4324372073731277,1.3962732753443339,1.3545614525209293,1.3245972941489543,1.2740922959010492,1.2371429408107133,1.1912720458379948,1.1388987982285539]
[null,null,20,2.8306201451193944,2.1607299012714241,1.9378848761046088,1.8821239335516726,1.8355123332156078,1.7819158169325666,1.7341046422252233,1.6622617596980744,1.5892896794886748,1.5337029220569229,1.4791820127760007,1.4394572622346506,1.3699578842816871,1.3022017940206063,20,2.2839011593137948,1.6655511024532355,1.5625141538143135,1.5141201151538279,1.4957057381390264,1.4680545526939477,1.4404903852979329,1.4034751974208828,1.3608030446892931,1.3301636180809839,1.2774757426946244,1.2397695056537719,1.1925993757768287,1.1392428458044279]
[null,null,30,2.8740197969775965,2.1843596494485116,1.9553003219781819,1.898055456950781,1.8502264527487595,1.795256748439279,1.7462453209874533,1.6723917656928631,1.5977027757378621,1.540848804757105,1.4851204593130587,1.4445388095490814,1.3735883517007506,1.3044789897977698,30,2.316376878582699,1.6798042841942495,1.5735656197389327,1.5239789361636238,1.5051180784039528,1.4768042016417096,1.448588838278674,1.4107142667253509,1.3670733970683684,1.3357533332446381,1.280868174482648,1.2424016469283385,1.1939281846429763,1.1395869973129205]
[null,null,40,2.8959685185599029,2.1962712532525601,1.9640666484345504,1.9060717180804081,1.8576276862002292,1.8019646231545714,1.752347497664642,1.6774798952447287,1.6019260100586086,1.5444342218093923,1.4880986169755701,1.4470863063002348,1.3754071916738908,1.3056190805742769,40,2.3327874995419706,1.6869765501186749,1.579120630349347,1.5289323930921885,1.5098464369209355,1.4811985622969095,1.4526551224019872,1.4143477914257361,1.3702193997262999,1.3385569932398402,1.2825677672034546,1.243719812426225,1.1945931441886708,1.1397591120517099]
[null,null,50,2.9092181279314899,2.2034493715776193,1.9693452983195647,1.9108977164693717,1.862082629699493,1.8060013725223536,1.7560190343247319,1.6805402004904648,1.6044653071701234,1.5465894754124914,1.4898883774588236,1.4486169602937182,1.3764996514957819,1.3063036132653363,50,2.3426896256803524,1.6912946005724678,1.582463045249386,1.5319121921163821,1.5126905790795759,1.4838414525894799,1.4551003697042992,1.4165323968976999,1.3721104753577853,1.3402420131036599,1.283588605141077,1.2445113829338168,1.1949922976708462,1.1398623933722982]
[null,null,60,2.9180848612489267,2.2082478126170262,1.9728722775385357,1.9141218351452043,1.8650585258961248,1.8086975614621525,1.7584709981270701,1.6825835050583773,1.6061604077248772,1.5480279818057758,1.4910827468290964,1.4496382956546012,1.3772284400678974,1.3067601677692686,60,2.3493143833092325,1.6941794394907093,1.5846952512909065,1.533901950463457,1.5145896496706759,1.485605998758331,1.4567328208522194,1.417990674861664,1.3733726421803862,1.3413665379363366,1.28426961512544,1.2450393764736742,1.1952584740842767,1.1399312527854284]
[null,null,70,2.9244347827506068,2.2116816668550485,1.9753954150610435,1.9164281070241902,1.867187077395227,1.8106258747350348,1.7602244967226379,1.6840445291915727,1.6073722901674157,1.5490563054692577,1.4919364539670912,1.450368261750544,1.3777492395611002,1.307086375819613,70,2.3540578196143738,1.6962430508814561,1.5862916117107637,1.5353247885414563,1.5159475881686257,1.4868676734394215,1.4578999785429054,1.419033221023664,1.374274900684888,1.3421703475838389,1.2847562720281571,1.2454166518570069,1.1954486363924794,1.1399804406273335]
[null,null,80,2.9292062901626421,2.2142605612501232,1.9772898856176113,1.9181596343132938,1.8687850850766925,1.8120734587146126,1.7615407680535315,1.6851411297757666,1.6082818020308685,1.5498279964728912,1.4925770550691204,1.4509159775333405,1.3781399684191591,1.307331085295808,80,2.357621680917259,1.6977924088081235,1.5874899372602373,1.5363927831622137,1.5169668409598809,1.487814632570672,1.4587759604591595,1.4198156336358299,1.374951983535964,1.3427735209064353,1.2851213857218575,1.2456996834171221,1.19559127797775,1.140017332901613]
[null,null,90,2.9329228442982265,2.2162684467889191,1.9787646187293193,1.9195074592941788,1.8700289254048763,1.8132001574503576,1.762565215102879,1.6859945349984087,1.6089895559297847,1.5504284663572556,1.4930754905285379,1.4513421216934728,1.3784439452501922,1.3075214465617737,90,2.3603973027836935,1.6989984433116336,1.5884225940572292,1.537223959237324,1.5177600668937206,1.4885515732785721,1.4594576435973428,1.4204244750175985,1.3754788341513549,1.3432428431109906,1.2854054347738928,1.2459198635433131,1.1957022331998199,1.1400460277181403]
[null,null,100,2.9358994825047824,2.2178760660772872,1.9799451971133648,1.9205864011376266,1.8710245937180334,1.814102020814836,1.7633852016877363,1.6866775703425314,1.6095559832935982,1.550909009766841,1.4934743587366597,1.4516831271361068,1.3786871749890701,1.3076737555317581,100,2.3626201528595709,1.6999638877179164,1.5891691139959303,1.5378892238406041,1.5183949462719242,1.4891413886503779,1.4600032194561621,1.4209117360964385,1.3759004599915989,1.3436184189778753,1.2856327192186643,1.2460960356644035,1.195791004791305,1.1400689840913907]
[null,95,null,8.9706617911705019E-2,0.30591791707359928,0.48594839010424284,0.69088017703341942,0.90429088722201434,1.4027624677370909,4.1743287698248128,14.674442700290845,37.237611923082355,72.464012348878896,174.27052688986237,352.52118206901383,787.29964753000888,2000,null,8.9706617911705019E-2,0.30591791707359928,0.48594839010424284,0.69088017703341942,0.90429088722201434,1.4027624677370909,4.1743287698248128,14.674442700290845,37.237611923082355,72.464012348878896,174.27052688986237,352.52118206901383,787.29964753000888,2000]
[null,null,1,1.071455914531376,1.1144119052845762,1.1151375368155416,1.1154038823807426,1.1155285543498583,1.1156635340170122,1.1159458789168271,1.1162975452146509,1.1165783204288255,1.1169051215064401,1.1174867220506077,1.1181644700971289,1.1189581510390754,1.1199752272937999,1,1.071455914531376,1.0961044094570545,1.096519501242466,1.0967511194311621,1.096822351707899,1.0969757939756932,1.0971867796065473,1.0974765905997566,1.0979268710178245,1.0981749887490984,1.0985974377196606,1.098825348646459,1.0991252023619589,1.0994646319352079]
[null,null,2,1.5938474587879279,1.4310662043343905,1.386142318794868,1.3700161763220795,1.3625336975517788,1.3544795800581262,1.3377890292695671,1.3172937087934389,1.3011601676003159,1.2826356217014676,1.2503307932401728,1.2137308884682285,1.1722568127817745,1.1212145340763919,2,1.5623101766249774,1.3088501893321167,1.2847914102274696,1.2715634225776011,1.2675232689161173,1.2588647665548713,1.247057630678341,1.2310232408854271,1.2065267591628617,1.1932416143623219,1.1709645599111811,1.1591228049254405,1.1437289597610127,1.1212145340763919]
[null,null,2.5,1.7256044175925291,1.5044665015768441,1.4477837582544701,1.427527238505452,1.4181447578121924,1.408057229725082,1.3871918533163432,1.3616426536768673,1.3415877171583119,1.3186231621557247,1.278737608553405,1.2338027893747134,1.183217405459277,1.1214625599467261,2.5,1.6751820597362843,1.3561181959206752,1.3261598558773013,1.3097367533301754,1.304727663085022,1.2940036024212482,1.2794040341005766,1.2596226158191246,1.2295032109076078,1.2132205544294066,1.186000261778051,1.1715736801126144,1.1528646112385157,1.1214625599467261]
[null,null,5,2.022694171509233,1.662754436394807,1.5794120800368812,1.5498933719629115,1.5362687204234913,1.5216542957010348,1.4915380212988076,1.4548700597960826,1.4262501425680914,1.3936557338147164,1.3375020628093659,1.2749478891029342,1.205446993400767,1.1219587762982695,5,1.9259788628408401,1.4558369885693327,1.4129356501555745,1.3895557983953244,1.3824445792208198,1.3672511552994331,1.3466356236100523,1.318830080741785,1.2767771007475772,1.2541875825794613,1.2166533397005164,1.1968780954084992,1.1713554129024415,1.1219587762982695]
[null,null,10,2.1899021631902671,1.7480381706503814,1.6496481826313112,1.6149553877500893,1.5989706796786403,1.5818446905726871,1.546618597393481,1.503850747750286,1.4705642860198618,1.4327582203287217,1.3678893605426583,1.2960321573984395,1.2167179140257729,1.1222069668037553,10,2.0651246383302113,1.5084132978585396,1.4584301570341831,1.4312713527667895,1.4230221483300467,1.4054153928018154,1.3815648987874558,1.3494694015119144,1.3010913625087324,1.2751869663116719,1.2322757056690099,1.2097345241810764,1.1807117334862967,1.1222069668037553]
[null,null,15,2.248655242723697,1.7774272902629218,1.6737475672056905,1.6372440943433442,1.6204349596614513,1.6024326653549552,1.5654271481649877,1.5205413885132453,1.4856395498567754,1.4460346838382985,1.3781711107666952,1.3031374480395421,1.2204982575479699,1.1222897091722432,15,2.1137057006181399,1.5263573421382077,1.4739182181914725,1.4454530001865145,1.4368109734255845,1.4183720832106423,1.3934081761166439,1.3598398815403978,1.3092985794822016,1.2822646058285707,1.2375276118194438,1.2140506161936613,1.1838470853135952,1.1222897091722432]
[null,null,20,2.2786202749223872,1.7923066247632202,1.685928963471361,1.6485035397327388,1.6312749087850129,1.6128269193181541,1.5749170250879738,1.5289560469720511,1.4932350362942564,1.4527189788089105,1.3833409307431839,1.3067046876508028,1.2223928316047548,1.1223310826442388,20,2.1384231333895745,1.5354092544750138,1.4817238193767786,1.4525964313794366,1.4437554095493736,1.4248951532977403,1.3993678323930732,1.3650549692593099,1.3134215816190906,1.285818143057964,1.2401619527162986,1.2162144333797447,1.1854178820412786,1.1223310826442388]
[null,null,30,2.3089846138434282,1.8073105182800167,1.6981990149308548,1.6598404171378691,1.6421873720791067,1.6232885960927994,1.5844644312061829,1.5374172720534516,1.5008693554447115,1.4594341719313813,1.3885301438402948,1.3102816923090761,1.2242903466004837,1.1223724576414771,30,2.1634296089935243,1.5445148482890803,1.4895707575976895,1.4597751654215012,1.4507334097215794,1.4314482228778238,1.4053529783311409,1.3702900572299319,1.3175575671555548,1.2893815281976742,1.2428019013684026,1.2183821071635288,1.1869907629928371,1.1223724576414771]
[null,null,40,2.3243181833985758,1.8148595001788301,1.7043674878081145,1.6655380591115614,1.6476709480028984,1.6285448545929406,1.5892598166158871,1.5416654275529944,1.5047011392903011,1.4628033999071532,1.3911320455321292,1.3120738648814469,1.2252402083768024,1.1223931457120797,40,2.1760422925796816,1.5490878751616965,1.4935097964617126,1.4633778254981877,1.4542350469898568,1.4347360505677274,1.408355143973907,1.3729151252676763,1.3196304414701445,1.2911669222595377,1.2441239823320873,1.2194673924270993,1.1877779859166353,1.1223931457120797]
[null,null,50,2.3335671592005616,1.8194040159990656,1.7080793212718046,1.6689660278341838,1.6509698787859366,1.6317067757348738,1.5921440114113485,1.5442199532128158,1.5070049037007307,1.4648286690560794,1.3926955262422049,1.3131503448303683,1.2258104791406872,1.1224055587374802,50,2.1836451703744775,1.55183818787365,1.4958782179109389,1.4655436879192489,1.4563400849615606,1.4367123708694887,1.41015952088389,1.3744925793218405,1.3208757311027723,1.2922393451422143,1.2449179058948774,1.2201190275595892,1.1882505702535457,1.1224055587374802]
[null,null,60,2.3397535805509677,1.8224400135312222,1.7105583668093343,1.6712552590642766,1.6531728346294901,1.6338181330200909,1.5940697152710608,1.5459253214565976,1.5085427058444165,1.4661804060324102,1.3937388228058472,1.3138684887454355,1.2261908071003629,1.1224138341640142,60,2.1887285074638223,1.5536744419331368,1.497459251767582,1.4669893767794489,1.4577451361649258,1.4380314299180721,1.411363722951035,1.3755452221547262,1.3217065769765268,1.2929547885391945,1.245447469713056,1.2205536444186744,1.1885657309337394,1.1224138341640142]
[null,null,70,2.3441824915704879,1.8246116843977018,1.7123313161737108,1.6728923464362295,1.6547481739787451,1.6353279178161981,1.5954466438713615,1.5471445945706936,1.5096420966060105,1.4671466960768726,1.3944845131057606,1.3143816891271813,1.2264625421733244,1.1224197452203226,70,2.1923667059648628,1.5549873821094951,1.4985895846461976,1.4680228847218877,1.4587495740310517,1.4389743563412889,1.4122244968203987,1.3762976034220744,1.3223003582619921,1.2934660620359963,1.2458258674956346,1.2208641798133273,1.1887908968817653,1.1224197452203226]
[null,null,80,2.3475096756196732,1.8262421356386078,1.7136622340283765,1.6741212142536466,1.6559306635555306,1.6364611719215332,1.5964801207868766,1.5480596804424498,1.5104671654395807,1.4678718315108898,1.3950440426402828,1.3147667209593634,1.226666382996016,1.1224241785329829,80,2.1950993230088356,1.5559728153041494,1.499437894191292,1.4687984934768985,1.4595033565907036,1.4396819568846868,1.4128704217202162,1.3768621594265762,1.3227458692796803,1.2938496498302776,1.2461097412775011,1.2210971332065343,1.1889597993354777,1.1224241785329829]
[null,null,90,2.3501007499576949,1.8275112715901876,1.7146981075024872,1.6750776243872239,1.6568509618455241,1.6373431346945246,1.5972843989742411,1.5487717880749938,1.5111091973829407,1.4684360735091186,1.3954793874892233,1.3150662681389622,1.2268249492802024,1.1224276266771582,90,2.1972270463673134,1.5567396950723513,1.5000980224832852,1.4694020280255895,1.4600899011909814,1.4402325534157048,1.4133730119970789,1.3773014186412582,1.3230924816206979,1.2941480745369303,1.2463305767154029,1.2212783499093853,1.1890911845012939,1.1224276266771582]
[null,null,100,2.3521756684117916,1.828527215346464,1.7155272571017979,1.6758431458787242,1.6575875687179662,1.638049047137891,1.5979281132446521,1.5493417100239044,1.5116230194193594,1.468887623265634,1.3958277611826784,1.3153059550195316,1.2269518170654321,1.1224303852001254,100,2.1989307098972684,1.5573534710133801,1.5006263343584456,1.4698850342156935,1.4605593065852724,1.4406731822484096,1.4137752129391614,1.3776529269091455,1.323369836887307,1.2943868638599998,1.2465072732436233,1.2214233426347461,1.1891963030872801,1.1224303852001254]
[null,90,null,8.9706617911705019E-2,0.30591791707359928,0.48594839010424284,0.69088017703341942,0.90429088722201434,1.4027624677370909,4.1743287698248128,14.674442700290845,37.237611923082355,72.464012348878896,174.27052688986237,352.52118206901383,787.29964753000888,2000,null,8.9706617911705019E-2,0.30591791707359928,0.48594839010424284,0.69088017703341942,0.90429088722201434,1.4027624677370909,4.1743287698248128,14.674442700290845,37.237611923082355,72.464012348878896,174.27052688986237,352.52118206901383,787.29964753000888,2000]
[null,null,1,1.0032095054868733,1.0658511728463551,1.0663360075601342,1.0664993152978397,1.0665342484030358,1.0665523290229915,1.0667616646412685,1.0670544410821976,1.0975851175524216,1.0979197240423748,1.0982501730662391,1.0986879302976111,1.0991600334978231,1.0997627037608422,1,1.0032095054868733,1.0163456017044734,1.0167112631465491,1.0170020278404612,1.0170673239331149,1.0172278594719386,1.0175340536228619,1.0178510150355318,1.0381309265738468,1.0483463855828885,1.0585987016433427,1.0688209026839688,1.0892270782376867,1.0995529151045773]
[null,null,2,1.4056539056348891,1.2943659519430744,1.2658412178101963,1.2563782718871948,1.2543634459726232,1.2533219108164086,1.2413271788950215,1.224747546021574,1.2250730418474638,1.2069116633120491,1.1892455075858301,1.1662480558853303,1.1419543794870297,1.1116904546482085,2,1.3382267855006194,1.21612830459,1.1948805380509782,1.1782554654457684,1.1745545937596091,1.1655060591925848,1.1484442324232609,1.1310507674030781,1.135828173840767,1.1343044755102984,1.1309848053478695,1.1293976826417818,1.1285527340246542,1.1116904546482085]
[null,null,2.5,1.5037504027389386,1.3456409129583737,1.3100149882353342,1.298232222377862,1.2957257996348848,1.2944304626203476,1.2795287163944131,1.2589792665479231,1.2522952631959314,1.229975508105869,1.2083300256887763,1.1802506509661004,1.1507111454401608,1.1140914839933251,2.5,1.414480526267279,1.260570075921706,1.2340985954974262,1.2134530895725635,1.2088652929746031,1.1976606854712355,1.1765817363867359,1.1551587594735808,1.1564443498382244,1.1523240188062209,1.1460454807396967,1.1419189577630497,1.1365866294285769,1.1140914839933251]
[null,null,5,1.7209587577692076,1.4543649117933535,1.4030408890039887,1.3861694355780043,1.3825872247708977,1.3807368330389684,1.3594949001714096,1.3303397815456672,1.3085678538559335,1.2774338568839381,1.2474227579012795,1.2087622275321988,1.1684266388791988,1.1189091111152201,5,1.5802706769126813,1.3543851619151137,1.3164385732578026,1.2870340872379229,1.2805227877599175,1.264655710706996,1.2349417867271975,1.2049272591078009,1.1988060933532918,1.1892264274466733,1.1767711652958144,1.1673795053110405,1.1528264014737235,1.1189091111152201]
[null,null,10,1.8410594632991688,1.5119780652004535,1.4520024848628754,1.4323471419476088,1.4281777288177979,1.4260245529285982,1.401333020122477,1.3675228073495445,1.3376454047858239,1.3018453669431662,1.2674408803607213,1.2232752703927197,1.1773864001392458,1.1213257313165299,10,1.6703163641191101,1.4038793439300448,1.3596463768387008,1.3254812180762547,1.3179289947103694,1.2995457324518125,1.2651985274880244,1.2306099054091679,1.2205653681948585,1.2081184600187831,1.1924415513586328,1.1803218728947409,1.1610330952764061,1.1213257313165299]
[null,null,15,1.8829275077056371,1.5316852316126273,1.4686998036583778,1.4480790647958073,1.443706223358395,1.4414481797734739,1.415563251997302,1.3801466793835981,1.3474808035125361,1.3100857666808281,1.274184722184923,1.2281515710589883,1.1803882291775796,1.1221324306978839,15,1.7014576902181211,1.4207761222734083,1.374361855957722,1.338550481060093,1.3306389946931969,1.3113883465449427,1.2754479546463873,1.2392918647134663,1.2279058746717511,1.2144822633219827,1.197711248808357,1.1846678034336706,1.1637816219511303,1.1221324306978839]
[null,null,20,1.904217237833709,1.5416349305059325,1.4771203297723037,1.4560097038551334,1.4515336715184426,1.4492224380802781,1.4227324659092238,1.3865022484405771,1.3524255887673546,1.3142255059442538,1.2775700872600197,1.2305970058933775,1.1818920124933276,1.1225359979945608,20,1.7172454056299611,1.4293006213466648,1.3817792129370174,1.3451333570992756,1.3370398863966384,1.3173500624877841,1.2806037629551208,1.2436557866543905,1.2315926660907475,1.2176767245372093,1.2003548241532318,1.1868467656492769,1.1651583243084114,1.1225359979945608]
[null,null,30,1.9257476849341928,1.5516492618093596,1.485589133457901,1.4639837763411405,1.4594035583295857,1.4570386258113022,1.4299379887801709,1.3928870848635846,1.3573885196619127,1.3183783263674058,1.2809644468682422,1.233047309956997,1.1833977115891596,1.1229397104314709,30,1.7331796142278253,1.4378762664684164,1.3892366009927866,1.3517486071561442,1.3434715688816239,1.3233388810483027,1.2857804128507022,1.2480350752859612,1.2352905271130803,1.2208795881661751,1.2030042343690834,1.1890297356350983,1.1665366552438938,1.1229397104314709]
[null,null,40,1.936604026688205,1.556680795710641,1.4898417258253098,1.4679871744027766,1.4633544880846523,1.4609625138323157,1.4335544235043076,1.3960905204306648,1.359876810523365,1.3204596549260161,1.2826650070877534,1.2342742909788176,1.1841512803171899,1.123141621093825,40,1.7412020777616801,1.4421833646227527,1.3929803741431153,1.3550684221646174,1.3466990029255439,1.3263434922919306,1.2883765797080891,1.2502304990129203,1.2371436191080161,1.2224841777900812,1.2043311315770984,1.1901227258449041,1.167226432030414,1.123141621093825]
[null,null,50,1.9431471867986132,1.55970754423289,1.4923991222081339,1.4703944662022044,1.4657301781877585,1.4633219171072172,1.4357286730696677,1.3980161170542291,1.3613719739772241,1.3217100289137655,1.2836864266756314,1.2350110655675783,1.1846036518675001,1.123262784917044,50,1.7460333692273129,1.4447738138760122,1.3952314789559563,1.3570642234589838,1.3486391837421274,1.3281495325607646,1.2899367953135998,1.2515496065645255,1.2382568083769401,1.2234479436571117,1.2051279723023756,1.1907790021715032,1.1676404938631404,1.123262784917044]
[null,null,60,1.9475215707259856,1.5617286453696282,1.4941064915059423,1.4720015201240104,1.4673161138845794,1.4648969691072977,1.4371800044992731,1.3993013234287048,1.3623696627843884,1.3225442692854334,1.2843678249070498,1.2355024929452163,1.1849053289057285,1.1233435680608133,60,1.7492616753124732,1.446503364509278,1.3967342361705948,1.3583963904433305,1.3499341902638018,1.3293549254379857,1.2909779885821406,1.2524297847189505,1.2389994909752702,1.2240908763098082,1.2056594923345758,1.1912167207626352,1.1679166166841137,1.1233435680608133]
[null,null,70,1.9506521584932897,1.563173892300791,1.4953272367748371,1.4731504910264268,1.4684499756002154,1.4660230440906401,1.4382175679464722,1.4002200512856642,1.3630827452653913,1.323140477628274,1.2848547593644972,1.2358536322178757,1.185120859539998,1.1234012738633501,70,1.7515712620374899,1.4477400253024351,1.3978086250404105,1.3593487388633523,1.3508599561831842,1.3302165900774496,1.2917222125604864,1.253058862357038,1.239530251252416,1.2245503207657276,1.2060392930206367,1.1915294754065431,1.1681138872475829,1.1234012738633501]
[null,null,80,1.9530034013460451,1.5642587051350401,1.4962434502244728,1.4740128077092125,1.4693009468472342,1.4668681683552287,1.4389962320746883,1.4009094930078163,1.363617802052175,1.3235878102611582,1.2852200813530574,1.2361170521622533,1.1852825332431711,1.1234445551605852,80,1.7533054530270178,1.4486682146746557,1.3986149590066348,1.3600634383145924,1.3515546972371264,1.3308632050633562,1.2922806620821905,1.2535308779366581,1.2399284706639475,1.2248950172716186,1.2063242220487544,1.191764095275551,1.1682618620365168,1.1234445551605852]
[null,null,90,1.9548341049898572,1.565102968905373,1.4969564487823865,1.4746838474184678,1.4699631542946594,1.4675258240375575,1.4396021511781425,1.4014459601437403,1.3640341025312188,1.3239358401979002,1.2855042924885716,1.2363219731586117,1.1854082947048155,1.1234782195446038,90,1.7546554552041613,1.449390551142602,1.3992424292104571,1.3606195754433992,1.3520952984044743,1.3313663451285802,1.2927151786222824,1.2538981240879501,1.2402382853193641,1.2251631816336732,1.2065458800530284,1.1919466093349014,1.1683769664985495,1.1234782195446038]
[null,null,100,1.9562999033926907,1.5657787079901879,1.4975270922497201,1.4752208991310787,1.4704931351330037,1.4680521608714896,1.4400870701527779,1.4018752817624929,1.3643672344194522,1.3242143300351428,1.285731706648253,1.2364859344148293,1.1855089134814607,1.1235051517781274,100,1.755736205324824,1.4499686796323017,1.399744608051956,1.361064648875318,1.3525279350213728,1.3317689941319892,1.2930628970453457,1.2541919984736196,1.2404861927792803,1.2253777553930409,1.2067232357809037,1.1920926407071277,1.168469058233506,1.1235051517781274]
[null,80,null,8.9706617911705019E-2,0.30591791707359928,0.48594839010424284,0.69088017703341942,0.90429088722201434,1.4027624677370909,4.1743287698248128,14.674442700290845,37.237611923082355,72.464012348878896,174.27052688986237,352.52118206901383,787.29964753000888,2000,null,8.9706617911705019E-2,0.30591791707359928,0.48594839010424284,0.69088017703341942,0.90429088722201434,1.4027624677370909,4.1743287698248128,14.674442700290845,37.237611923082355,72.464012348878896,174.27052688986237,352.52118206901383,787.29964753000888,2000]
[null,null,1,1.063425813125078,1.0658511728463551,1.0663360075601342,1.0664993152978397,1.0665342484030358,1.0665523290229915,1.0667616646412685,1.0673608418808593,1.0677580447155075,1.0681735247828903,1.0685972749358161,1.0487549201555169,1.0493028737040109,1.0195904352415976,1,1,1,1,1,1,1,1,1,1,1,1,1,1,1]
[null,null,2,1.4472254241101761,1.2943659519430744,1.2658412178101963,1.2563782718871948,1.2543634459726232,1.2533219108164086,1.2413271788950215,1.2076382417964555,1.1858209738887828,1.1634298863776973,1.141037268621423,1.112854534427228,1.0847326261359846,1.0402715119318113,2,1.1954937739355145,1.1151774262533947,1.112531228947216,1.1201671581256241,1.1156863069887648,1.1110121991403072,1.1020192319175215,1.088912721530318,1.0754922633462813,1.066332761753177,1.0548446259667399,1.0523650805821805,1.0455437214134604,1.0397511344258892]
[null,null,2.5,1.539224546077347,1.3456409129583737,1.3100149882353342,1.298232222377862,1.2957257996348848,1.2944304626203476,1.2795287163944131,1.2378327688030648,1.2109560536638673,1.1834772041970261,1.1561042109628539,1.1261371287339608,1.0919608577693645,1.0444577961213253,2.5,1.2668102406279962,1.1522645674216097,1.1417059881139326,1.1464115611107717,1.140892100045539,1.1351394066810456,1.1240851464552113,1.1080074437516669,1.0915854998744206,1.0804014317813886,1.0664017288896923,1.0633841676545182,1.0550901917881603,1.0444577961213253]
[null,null,5,1.7411395259036733,1.4543649117933535,1.4030408890039887,1.3861694355780043,1.3825872247708977,1.3807368330389684,1.3594949001714096,1.3005055562394574,1.2628358220969502,1.2246141114932123,1.186837581645229,1.1531798170431702,1.1065621402750121,1.0528809719136527,5,1.4224599878070132,1.2301800582648643,1.2023707857345727,1.2007594139337698,1.1930249132978545,1.184977069940595,1.1695513107963604,1.1472072711667309,1.1244980146412666,1.1090980660921572,1.0898971882951327,1.0857696853322973,1.0744454242092125,1.0528809719136527]
[null,null,10,1.8518225645905888,1.5119780652004535,1.4520024848628754,1.4323471419476088,1.4281777288177979,1.4260245529285982,1.401333020122477,1.3330220407139,1.2896033357690586,1.2457157082345298,1.202509298865208,1.1669437180730386,1.1139358352058339,1.0571179993777393,10,1.507315988359718,1.2710918095334245,1.2339014764605283,1.2288920133577867,1.2199779545674239,1.2107105296808176,1.1929694313917429,1.1673242224522804,1.1413245536520991,1.1237309605135235,1.1018383345743958,1.0971385447936572,1.0842557852695598,1.0571179993777393]
[null,null,15,1.8902589544658006,1.5316852316126273,1.4686998036583778,1.4480790647958073,1.443706223358395,1.4414481797734739,1.415563251997302,1.3440405438626584,1.2986513346605817,1.2528300680108659,1.2077790567974425,1.1715680955130765,1.116404636370492,1.0585341275367557,15,1.536711665374233,1.285029209334924,1.2445943926812302,1.2384152621123794,1.2290969459804491,1.2194119420076541,1.2008792128601522,1.1741079612870136,1.1469891674417134,1.128651368937051,1.1058477194809575,1.100954556854175,1.0875457708878966,1.0585341275367557]
[null,null,20,1.9097752917856394,1.5416349305059325,1.4771203297723037,1.4560097038551334,1.4515336715184426,1.4492224380802781,1.4227324659092238,1.3495839023392111,1.3031991120005377,1.2564024698837286,1.2104225895736422,1.1738871517762639,1.1176410880347249,1.0592429028559651,20,1.5516237881317618,1.2920551132784941,1.2499755498291858,1.2432045258598181,1.2336819706418376,1.2237860716456674,1.2048537485896069,1.1775145999421026,1.1498320085954432,1.1311196465158231,1.1078578796481757,1.102867537250821,1.0891945053894569,1.0592429028559651]
[null,null,30,1.9294931292340618,1.5516492618093596,1.485589133457901,1.4639837763411405,1.4594035583295857,1.4570386258113022,1.4299379887801709,1.3551501238338033,1.3077628153078276,1.2599850583377301,1.2130719083961383,1.1762107984870511,1.1188789091063107,1.0599521527583173,30,1.5666806168937719,1.2991194313887349,1.2553799730728439,1.2480123108964751,1.2382840992844981,1.2281758916418204,1.2088414387929636,1.1809311228559729,1.1526818958016161,1.1335933220362213,1.1098716937939905,1.1047838415757574,1.0908457393954332,1.0599521527583173]
[null,null,40,1.9394282598032517,1.556680795710641,1.4898417258253098,1.4679871744027766,1.4633544880846523,1.4609625138323157,1.4335544235043076,1.3579418376652506,1.3100506566202001,1.2617801816065148,1.2143987415312405,1.1773743460991377,1.1194983336437516,1.0603069557774676,40,1.5742637343129342,1.3026660613458412,1.2580909408991658,1.2504231712707314,1.2405915975284905,1.2303767031046304,1.2108402304221091,1.1826430998688524,1.1541094871301216,1.1348321877125542,1.1108799731840369,1.1057432420157995,1.0916722948965039,1.0603069557774676]
[null,null,50,1.9454138766119289,1.55970754423289,1.4923991222081339,1.4703944662022044,1.4657301781877585,1.4633219171072172,1.4357286730696677,1.359619625756451,1.3114252821220416,1.2628584829559435,1.2151955379169068,1.1780730270835067,1.1198701529560124,1.0605198945935979,50,1.5788312114023595,1.3047986851783269,1.2597203308411318,1.2518719223777417,1.2419781599339184,1.2316990825117253,1.2120410914290234,1.1836714771228032,1.1549668904585442,1.1355761569025378,1.1114853804382754,1.1063192821449028,1.092168528789599,1.0605198945935979]
[null,null,60,1.9494145472373881,1.5617286453696282,1.4941064915059423,1.4720015201240104,1.4673161138845794,1.4648969691072977,1.4371800044992731,1.360739302642626,1.312342500353967,1.2635778624195568,1.2157270259291706,1.178539044731983,1.1201181011019092,1.0606618775615848,60,1.5818835558753486,1.3062223736953043,1.260807763006035,1.2528386888488416,1.2429033957131421,1.2325814582787018,1.2128423270074289,1.1843575587075015,1.1555388465240479,1.1360724073031474,1.1118891685604393,1.1067034756045264,1.0924994766951086,1.0606618775615848]
[null,null,70,1.9522772052058142,1.563173892300791,1.4953272367748371,1.4731504910264268,1.4684499756002154,1.4660230440906401,1.4382175679464722,1.3615396363407655,1.3129980489675128,1.2640919557718111,1.216106802537724,1.1788720273412283,1.1202952405305282,1.0607633056051549,70,1.5840674141678284,1.3072402450339067,1.26158507493822,1.2535296933916569,1.2435647003861543,1.2332121136722003,1.2134149624005104,1.184847860438883,1.1559475599753908,1.136427004642756,1.1121776784553785,1.1069779811869913,1.092735929452495,1.0607633056051549]
[null,null,80,1.9544269570419162,1.5642587051350401,1.4962434502244728,1.4740128077092125,1.4693009468472342,1.4668681683552287,1.4389962320746883,1.3621401955125227,1.313489925316508,1.2644776630436525,1.2163917128476789,1.1791218260369676,1.1204281134855794,1.0608393830029288,80,1.5857072861945563,1.3080041690247228,1.2621683733642965,1.2540481969001014,1.2440609097866278,1.2336853169653643,1.2138446163660104,1.1852157199356181,1.1562541899297321,1.1366930252786183,1.1123941100035386,1.1071839050557191,1.0929133026042714,1.0608393830029288]
[null,null,90,1.9561006226978781,1.565102968905373,1.4969564487823865,1.4746838474184678,1.4699631542946594,1.4675258240375575,1.4396021511781425,1.3626074802250445,1.3138726232011746,1.2647777389520223,1.2166133559020615,1.1793161505054297,1.1205314700126034,1.0608985580844983,90,1.5869839158041796,1.3085986407522674,1.2626222363639688,1.2544516256784406,1.2444469873151487,1.2340534895014106,1.2141788968493024,1.185501911835203,1.1564927361264747,1.1368999732687552,1.1125624747702527,1.1073440945479882,1.0930512794049208,1.0608985580844983]
[null,null,100,1.9574405870942793,1.5657787079901879,1.4975270922497201,1.4752208991310787,1.4704931351330037,1.4680521608714896,1.4400870701527779,1.3629814234104993,1.3141788617892911,1.2650178509503007,1.2167906994233995,1.1794716331383259,1.1206141620989238,1.0609459005263695,100,1.5880059594650875,1.3090744126580476,1.2629854442681663,1.2547744621432366,1.2447559356022286,1.2343481066385815,1.2144463875160842,1.1857309151105637,1.156683608517707,1.1370655587881577,1.1126971849309111,1.107472262828739,1.0931616733871075,1.0609459005263695]
[null,70,null,8.9706617911705019E-2,0.30591791707359928,0.48594839010424284,0.69088017703341942,0.90429088722201434,1.4027624677370909,4.1743287698248128,14.674442700290845,37.237611923082355,72.464012348878896,174.27052688986237,352.52118206901383,787.29964753000888,2000,null,8.9706617911705019E-2,0.30591791707359928,0.48594839010424284,0.69088017703341942,0.90429088722201434,1.4027624677370909,4.1743287698248128,14.674442700290845,37.237611923082355,72.464012348878896,174.27052688986237,352.52118206901383,787.29964753000888,2000]
[null,null,1,1,1,1.0183474057813129,1.0183781510923935,1.0183871566360745,1.0183868584700346,1.0184347225248429,1.0186910319460691,1.0189025122605206,1.0190746477699264,1.0193376674310557,1.019438211817431,1.0195820895110632,1.0197361835112575,1,1,1,1,1,1,1,1,1,1,1,1,1,1,1]
[null,null,2,1.1207604635277812,1.1023792836718662,1.1043493520543521,1.1027168349629242,1.1022391242938816,1.1022549375150397,1.0997194314898553,1.0862428428199797,1.0752502892971241,1.0663866798221446,1.0529870125610139,1.0479102320489841,1.0406888329571486,1.0330109639177025,2,1.1207604635277812,1.070212431044709,1.0775948669123534,1.084650760449638,1.084500453608177,1.0831321399694533,1.0705264719613179,1.0615993890564555,1.0488825848428232,1.0422659222176067,1.0322439172262725,1.030676940391291,1.030250848114501,1.0290166990233667]
[null,null,2.5,1.1720758538498279,1.12452737357845,1.1224023945906347,1.1204048787533476,1.1198204754555641,1.1198398195985639,1.1167388863439709,1.1002815154475987,1.0868884034489628,1.0761094730583065,1.0598490210903744,1.0536993580389569,1.0449623274788653,1.035686585534358,2.5,1.1720758538498279,1.0965551480376914,1.0986761198245454,1.1027877941166728,1.1026037887183702,1.1009289407360761,1.0855196737895991,1.074629488693835,1.0591484843363657,1.0511086929378077,1.0389509708580824,1.0370522377476377,1.0365360361499298,1.0350411370600185]
[null,null,5,1.2818628249303414,1.1701674367189645,1.159398655216467,1.1566366884621144,1.1558289489836335,1.1558556834185394,1.1515720608111433,1.1289055157367034,1.1105438951870297,1.0958218108258351,1.0737074826719104,1.0653737318834986,1.0535620347401717,1.0410586372550854,5,1.2818628249303414,1.1512017787846698,1.1420839470555466,1.139976770278128,1.1397220887702877,1.1374045975626901,1.1161389778842443,1.1011714463627538,1.079982698073916,1.069019941843026,1.0524960994746617,1.0499213804283458,1.0492216771227822,1.0410586372550854]
[null,null,10,1.3405544841574795,1.1936774699517032,1.1783516008583472,1.1751896294769455,1.1742650888257369,1.1742956878192536,1.1693939962421505,1.1434955635033677,1.1225640143643638,1.1058129792190048,1.0807045204475363,1.0712593340769434,1.0578883919001281,1.0437551033056309,10,1.3405544841574795,1.179538006042598,1.1644268156735269,1.1590389401636689,1.1587472268759027,1.1560931418934259,1.1317710032494563,1.1146872545026745,1.0905529887750942,1.0780896984565085,1.059334742617666,1.0564157151114091,1.055622599328897,1.0437551033056309]
[null,null,15,1.3607095786817627,1.2016186482896245,1.1847378516428753,1.1814398416472154,1.18047558690956,1.1805074998426615,1.1753957242658082,1.1484006958835373,1.1265995629415175,1.1091635710670422,1.0830469845495831,1.0732284181148257,1.0593344553112136,1.0446554764676088,15,1.3607095786817627,1.189137571758436,1.171971152793825,1.1654635684861414,1.1651592534944819,1.162390646760195,1.1370301797176585,1.1192292890403293,1.0940993595033499,1.0811300184101933,1.0616241504256172,1.0585894079870557,1.0577649060436627,1.0446554764676088]
[null,null,20,1.3709004789270594,1.2056090269012103,1.1879439445466153,1.1845774022946589,1.1835931424853841,1.183625717273336,1.1784081295075666,1.1508611468275753,1.1286227743057047,1.1108426721562583,1.0842201199275503,1.0742143169848231,1.0600582281003326,1.045105954264653,20,1.3709004789270594,1.1939666119548309,1.1757616315569979,1.168689224885366,1.1683785601190071,1.1655522515217911,1.1396689253541088,1.1215072419166789,1.0958768671943322,1.0826533921289221,1.0627707090909475,1.0596779310807463,1.0588376892189284,1.045105954264653]
[null,null,30,1.3811677029150831,1.2096126569062284,1.1911587136580861,1.1877232953907546,1.1867189313130229,1.1867521712293576,1.1814282552005342,1.1533268692930165,1.1306496190675595,1.1125243151432982,1.0853945260228868,1.0752011215302248,1.0607824953952687,1.0455566263173637,30,1.3811677029150831,1.198815262690639,1.1795643697765743,1.1719238089417798,1.1716067616092873,1.1687224555823377,1.1423137948196871,1.123789831081015,1.0976572626793377,1.0841789123679098,1.0639185060445859,1.0607675734776494,1.05991156040887,1.0455566263173637]
[null,null,40,1.3863301147767455,1.2116194549273547,1.192769359126499,1.1892993735199284,1.1882849199888619,1.1883184937009219,1.1829412193975659,1.1545617108747708,1.1316644060112362,1.1133660910507868,1.0859822060196402,1.0756948636911663,1.0611448145879911,1.0457820352157698,40,1.3863301147767455,1.2012469668849606,1.1814703485682818,1.173544456560357,1.1732242056065278,1.1703107896564122,1.1436385304282941,1.1249328672192336,1.0985485448104269,1.0849424783775119,1.0644928692973883,1.0613128147744326,1.0604489043541323,1.0457820352157698]
[null,null,50,1.3894368191847457,1.2128251314804419,1.1937367915927355,1.1902460240990802,1.1892255049261153,1.189259279310616,1.1838499277746957,1.1553032503497007,1.1322737153078115,1.1138714622850494,1.0863349667405635,1.0759912178119022,1.0613622655024417,1.0459173038799023,50,1.3894368191847457,1.2027083563732857,1.1826154138016576,1.1745179207023053,1.1741957436178465,1.1712648260415393,1.144434109098333,1.1256192468803001,1.0990836614315382,1.0854008760860534,1.0648376360737337,1.0616400940668864,1.0607714414728786,1.0459173038799023]
[null,null,60,1.3915118222649807,1.2136295823103842,1.1943821824565142,1.190877543064063,1.1898529751359335,1.1898868834668583,1.1844561211313471,1.1557978745741071,1.132680103752143,1.1142085038762002,1.0865702042120087,1.0761888325830109,1.0615072575338844,1.0460074927095078,60,1.3915118222649807,1.2036836036034773,1.1833794071030264,1.1751673453644818,1.1748438825416194,1.1719012823312041,1.1449648023261771,1.1260770659695145,1.0994405506499665,1.0857065821517253,1.0650675426238894,1.0618583363287193,1.0609865207169493,1.0460074927095078]
[null,null,70,1.3929958642995242,1.2142045167080191,1.1948433895496346,1.1913288331738252,1.1903013708296981,1.1903353749174248,1.1848893064193902,1.1561513072384706,1.1329704705103538,1.1144493103072457,1.0867382621637427,1.0763300082111302,1.0616108353973719,1.0460719180634295,70,1.3929958642995242,1.2043806928965293,1.1839254187619539,1.1756314399598888,1.1753070579429437,1.1723561056978338,1.1453440195789975,1.1264041936046116,1.0996955424695294,1.0859249963418725,1.0652317919786249,1.0620142511259694,1.0611401754472427,1.0460719180634295]
[null,null,80,1.3941099343965326,1.2146358962383645,1.1951894117397275,1.1916674129838638,1.190637778488199,1.190671854437731,1.1852142993497869,1.1564164526601728,1.1331882944269864,1.1146299492837131,1.086864322685384,1.0764359020855567,1.0616885254274788,1.0461202396829001,80,1.3941099343965326,1.2049037747851554,1.1843350928288328,1.1759796311794961,1.1756545593240206,1.1726973390604671,1.145628514940275,1.12664960169367,1.0998868251440248,1.086088835818906,1.0653549956170842,1.0621312022474405,1.0612554310980968,1.0461202396829001]
[null,null,90,1.394977049320848,1.2149715196052082,1.1954586093870445,1.1919308193610307,1.1908994946200269,1.1909336264882806,1.18546713325502,1.1566227189157465,1.1333577419815308,1.1147704665077354,1.0869623798673378,1.076518271190601,1.0617489549371146,1.0461578247079133,90,1.394977049320848,1.2053107733137347,1.1846538262183357,1.1762505178673348,1.1759249092081623,1.1729628114522195,1.1458498379652056,1.1268405116158715,1.1000356235600839,1.0862162836130043,1.0654508305207164,1.0622221731346582,1.0613450830367785,1.0461578247079133]
[null,null,100,1.3956711295633411,1.2152400850688967,1.1956740111596738,1.1921415863829894,1.191108908945238,1.1911430855649847,1.1856694392121279,1.1567877584094424,1.1334933182681852,1.1148828930412717,1.0870408319825184,1.0765841710127022,1.0617973010212867,1.0461878937001776,100,1.3956711295633411,1.2056364711185539,1.1849088746896455,1.1764672721439782,1.176141233876342,1.1731752326348077,1.1460269271699461,1.1269932628450394,1.100154676786562,1.0863182526161181,1.0655275046506396,1.0622949554543528,1.0614168100406485,1.0461878937001776]
[null,60,null,8.9706617911705019E-2,0.30591791707359928,0.48594839010424284,0.69088017703341942,0.90429088722201434,1.4027624677370909,4.1743287698248128,14.674442700290845,37.237611923082355,72.464012348878896,174.27052688986237,352.52118206901383,787.29964753000888,2000,null,8.9706617911705019E-2,0.30591791707359928,0.48594839010424284,0.69088017703341942,0.90429088722201434,1.4027624677370909,4.1743287698248128,14.674442700290845,37.237611923082355,72.464012348878896,174.27052688986237,352.52118206901383,787.29964753000888,2000]
[null,null,1,1,1,1,1,1,1,1,1,1,1,1.0195614719183124,1.0195590173862399,1.0195705906254016,1.0195762321819679,1,1,1,1,1,1,1,1,1,1,1,1,1,1,1]
[null,null,2,1.0054904874327257,1.0370068410864162,1.0359056101336461,1.047955788588637,1.0460254320086768,1.05018376525735,1.0496205668699752,1.0423657192162483,1.0322274262936575,1.0263893046057291,1.0417205302878969,1.0418434237382783,1.0412641046285229,1.0409818256420951,2,1.0054904874327257,1.0370068410864162,1.0359056101336461,1.047955788588637,1.0460254320086768,1.05018376525735,1.0496205668699752,1.0408593439561158,1.0275067104183815,1.0258983356336722,1.0235725593567413,1.0235725593567413,1.0235967646640673,1.0236117288615678]
[null,null,2.5,1.0535152320804479,1.0534658850731513,1.0521190137072876,1.0623929556659137,1.060037071055365,1.0629086321291299,1.0622223160115083,1.0533882560871943,1.0410641121757493,1.0339784561874314,1.0462098026111222,1.0463584158361086,1.0456578851611997,1.0453165734534859,2.5,1.0535152320804479,1.0534658850731513,1.0521190137072876,1.0623929556659137,1.060037071055365,1.0629086321291299,1.0622223160115083,1.049400924075385,1.0332126169954319,1.0312655593085829,1.0284511353573265,1.0284511353573265,1.0284804195063406,1.0284985236144477]
[null,null,5,1.1565556245059767,1.0871718174421543,1.085311081433878,1.091866710948646,1.0886259261217985,1.0888227881064394,1.0878815207297148,1.0757842371143371,1.0589650786859992,1.0493255174673848,1.0552464698994686,1.0554471841079549,1.0545011452405537,1.0540402951519698,5,1.1565556245059767,1.0871718174421543,1.085311081433878,1.091866710948646,1.0886259261217985,1.0888227881064394,1.0854475999839495,1.0666949432474431,1.0447196634991627,1.0420843931690902,1.0382781553412368,1.0382781553412368,1.0383177411788327,1.0383422142096128]
[null,null,10,1.2117956185506769,1.1044270640378979,1.1022977512560084,1.106908817021949,1.1032082040157447,1.1020158362985522,1.10094263105154,1.0871601594035805,1.0680306600899474,1.057084260056453,1.0597940319698751,1.060021130237812,1.05895078158454,1.058429419678433,10,1.2117956185506769,1.1044270640378979,1.1022977512560084,1.1056605724938233,1.1012320698895623,1.1020158362985522,1.0967718966495741,1.0754485374515717,1.0505211563154058,1.0475362979358693,1.0432268215049356,1.0432268215049356,1.0432716308740491,1.0432993333408451]
[null,null,15,1.2307891588586097,1.1102394596122203,1.1080188516275404,1.1119687627870602,1.1081122417987408,1.106448947752013,1.1053310890374097,1.0909788032089589,1.0710697342140472,1.0596832352280794,1.0613142368571464,1.0615501795831164,1.0604381622274917,1.0598965189318823,15,1.2307891588586097,1.1102394596122203,1.1080188516275404,1.1098277999558341,1.1052164660498385,1.1061495378138755,1.1005728559393231,1.0783823363788339,1.0524621376849406,1.0493599305932304,1.0448816127858589,1.0448816127858589,1.0449281741857253,1.044956959846808]
[null,null,20,1.2403972775126972,1.1131571184439695,1.1108905272321923,1.1145074029073208,1.1105724295240034,1.1086721864546982,1.1075318734768902,1.0928931520326086,1.0725925126142422,1.0609851180486709,1.0620751568431388,1.062315531160319,1.0611826357948448,1.0606308309677006,20,1.2403972775126972,1.1131571184439695,1.1108905272321923,1.1119172998371483,1.1072140668918993,1.1081657052584972,1.1024782724440176,1.0798522357303537,1.053433972791471,1.0502729370972959,1.0457099924922812,1.0457099924922812,1.0457574319497907,1.045786760471666]
[null,null,30,1.2500804016568858,1.1160824447505004,1.1137696454184991,1.1170518387782138,1.1130380792624224,1.110899892413048,1.1097370398180448,1.0948108599787347,1.0741174560033095,1.0622886003084366,1.062836622378418,1.06308143453719,1.0619276320149205,1.0613656517457937,30,1.2500804016568858,1.1160824447505004,1.1137696454184991,1.1140107336708778,1.1092152782566467,1.1101855475508915,1.1043869877871642,1.081324138642235,1.054406705282753,1.0511867379721507,1.0465390289362038,1.0465390289362038,1.0465873478150118,1.0466172200414408]
[null,null,40,1.2549502735871674,1.1175479895015472,1.1152120015056637,1.1183262342538991,1.1142729561750613,1.1120154234174746,1.1108412689275229,1.0957709754642839,1.0748807405303877,1.0629409418419795,1.0632175598492595,1.0634645932748128,1.0623003262343833,1.0617332530233288,40,1.2549502735871674,1.1175479895015472,1.1152120015056637,1.1150589281339001,1.1102172399238688,1.1111968488576849,1.1053425843075406,1.0820608422865949,1.0548934083065955,1.0516439365145851,1.0469537935974174,1.0469537935974174,1.0470025526987494,1.047032697094177]
[null,null,50,1.2578812982467027,1.1184282399164391,1.1160783115869286,1.1190915693061245,1.1150145398507674,1.1126852796352482,1.1115043337225512,1.0963474488644254,1.0753389715748491,1.0633325390328565,1.0634461878649626,1.0636945548017824,1.062524005547506,1.0619538748995534,50,1.2578812982467027,1.1184282399164391,1.1160783115869286,1.1156883181603323,1.1108188513096968,1.111804071775921,1.1059163390630036,1.0825031053702887,1.0551855379496191,1.0519183510834358,1.047202731292211,1.047202731292211,1.0472517546909732,1.047282062489223]
[null,null,60,1.2598391168192837,1.1190154586815888,1.116656225475555,1.1196020836315184,1.1155092031405471,1.1131320746033238,1.1119465967855178,1.0967319329416143,1.0756445674592918,1.0635936839723812,1.063598633854121,1.0638478901115629,1.0626731512546435,1.0621009816186255,60,1.2598391168192837,1.1190154586815888,1.116656225475555,1.1161081088635705,1.1112201066698455,1.1122090713891652,1.1062990076800256,1.08279804784545,1.0553803359874252,1.0521013339089453,1.0473687226382857,1.0473687226382857,1.0474179223036599,1.0474483390794007]
[null,null,70,1.2612394240314184,1.1194350894102716,1.1170692043144583,1.1199668793004092,1.1158626684142898,1.1134513237042742,1.1122626067088672,1.0970066469757198,1.0758629034034504,1.0637802553373614,1.0637075372257492,1.0639574288656022,1.0627796967200636,1.062206070322633,70,1.2612394240314184,1.1194350894102716,1.1170692043144583,1.1164080560671943,1.1115068063791866,1.1124984471486812,1.1065724234716376,1.0830087702413473,1.0555194994599866,1.052232055414688,1.047487303994117,1.047487303994117,1.047536629597688,1.0475671242352056]
[null,null,80,1.2622906757577637,1.1197499157220396,1.1173790386723224,1.1202405540518208,1.1161278408680499,1.1136908206157539,1.1124996730868211,1.0972127276579222,1.0760266844448676,1.0639202053382739,1.0637892220721012,1.0640395903326643,1.0628596128294177,1.062284893674214,80,1.2622906757577637,1.1197499157220396,1.1173790386723224,1.1166330693683639,1.1117218797028268,1.1127155283763739,1.106777529659364,1.0831668389496647,1.0556238841066141,1.0523301072026237,1.0475762488214477,1.0475762488214477,1.0476256688969754,1.0476562219421546]
[null,null,90,1.2631089217375298,1.1199948418432657,1.1176200803625223,1.1204534584255907,1.1163341296752358,1.1138771316056715,1.1126840929798774,1.0973730393976617,1.0761540869365713,1.0640290680679358,1.0638527590670939,1.0641034980823794,1.0629217739579291,1.0623462047693553,90,1.2631089217375298,1.1199948418432657,1.1176200803625223,1.1168081110675008,1.111889187725732,1.1128843986160186,1.10693708297725,1.0832897972282627,1.055705079301956,1.0524063760211861,1.0476454333530654,1.0476454333530654,1.0476949269176328,1.0477255253977076]
[null,null,100,1.2637639003971255,1.1201908213125287,1.1178129511524597,1.1206238110575841,1.1164991881723865,1.1140262028384895,1.1128316509055032,1.0975013056537442,1.0762560197907356,1.0641161662717493,1.0639035913953891,1.064154627045782,1.0629715054782742,1.0623952561932835,100,1.2637639003971255,1.1201908213125287,1.1178129511524597,1.1169481641828787,1.1120230522727084,1.1130195132600209,1.1070647421922959,1.0833881739007558,1.0557700399548036,1.0524673950559387,1.0477007842681096,1.0477007842681096,1.0477503366307461,1.0477809714629676]
[null,50,null,8.9706617911705019E-2,0.30591791707359928,0.48594839010424284,0.69088017703341942,0.90429088722201434,1.4027624677370909,4.1743287698248128,14.674442700290845,37.237611923082355,72.464012348878896,174.27052688986237,352.52118206901383,787.29964753000888,2000,null,8.9706617911705019E-2,0.30591791707359928,0.48594839010424284,0.69088017703341942,0.90429088722201434,1.4027624677370909,4.1743287698248128,14.674442700290845,37.237611923082355,72.464012348878896,174.27052688986237,352.52118206901383,787.29964753000888,2000]
[null,null,1,1,1,1,1,1,1,1,1,1,1,1,1,1,1,1,1,1,1,1,1,1,1,1,1,1,1,1,1,1]
[null,null,2,1,1,1,1,1,1,1,1,1,1,1,1,1,1,2,1,1,1,1,1,1,1,1,1,1,1,1,1,1]
[null,null,2.5,1,1,1,1,1,1,1,1,1,1,1,1,1,1,2.5,1,1,1,1,1,1,1,1,1,1,1,1,1,1]
[null,null,5,1,1,1,1,1,1,1,1,1,1,1,1,1,1,5,1,1,1,1,1,1,1,1,1,1,1,1,1,1]
[null,null,10,1,1,1,1,1,1,1,1,1,1,1,1,1,1,10,1,1,1,1,1,1,1,1,1,1,1,1,1,1]
[null,null,15,1,1,1,1,1,1,1,1,1,1,1,1,1,1,15,1,1,1,1,1,1,1,1,1,1,1,1,1,1]
[null,null,20,1,1,1,1,1,1,1,1,1,1,1,1,1,1,20,1,1,1,1,1,1,1,1,1,1,1,1,1,1]
[null,null,30,1,1,1,1,1,1,1,1,1,1,1,1,1,1,30,1,1,1,1,1,1,1,1,1,1,1,1,1,1]
[null,null,40,1,1,1,1,1,1,1,1,1,1,1,1,1,1,40,1,1,1,1,1,1,1,1,1,1,1,1,1,1]
[null,null,50,1,1,1,1,1,1,1,1,1,1,1,1,1,1,50,1,1,1,1,1,1,1,1,1,1,1,1,1,1]
[null,null,60,1,1,1,1,1,1,1,1,1,1,1,1,1,1,60,1,1,1,1,1,1,1,1,1,1,1,1,1,1]
[null,null,70,1,1,1,1,1,1,1,1,1,1,1,1,1,1,70,1,1,1,1,1,1,1,1,1,1,1,1,1,1]
[null,null,80,1,1,1,1,1,1,1,1,1,1,1,1,1,1,80,1,1,1,1,1,1,1,1,1,1,1,1,1,1]
[null,null,90,1,1,1,1,1,1,1,1,1,1,1,1,1,1,90,1,1,1,1,1,1,1,1,1,1,1,1,1,1]
[null,null,100,1,1,1,1,1,1,1,1,1,1,1,1,1,1,100,1,1,1,1,1,1,1,1,1,1,1,1,1,1]

{"sheet":"Example Layout","index":3,"n_rows":0,"n_cols":0,"rows_kept":0,"cut":false,"hidden":false,"merged":[]}